{"text_format":"1","workbook":"xlsx","n_sheets":8,"sheets":["Summary","Growth Projects 2007-2026","Project Customer Details","Seasonal Customer Count","Average Project Size","Component Capacity","Peak Identification","DER Output"],"not_rendered":{"charts":0,"images":0,"macros":1,"external_links":4,"defined_names":23,"comments":1,"pivot_tables":0},"unopened":[],"bounds":{"document_bytes":16777216,"sheet_cells":100000,"rows_first":2000,"rows_last":500,"rows_between":2000,"halvings":0,"cell_chars":16384,"cell_head_chars":4096},"cells_cut":0,"cells_raw":0,"read":"whole","date_system":"1900"}

{"sheet":"Summary","index":0,"n_rows":27,"n_cols":12,"rows_kept":27,"cut":false,"hidden":false,"merged":[]}
["Appendix 4.15"]
["Transmission and Distribution Avoided Capacity"]
[]
[null,"Avoided Transmission & Distribution Capacity",null,null,null,null,null,null,null,null,null,"Inputs & Summary"]
[]
[null,"Model Inputs & Drivers",null,null,null,"Project Years",null,null,null,"Projects Analyzed"]
[]
[null,"Voder Penetration*",null,6.3743999999999997E-3,null,"Earliest Year",null,{"$f":"MIN('Growth Projects 2007-2026'!H:H)","v":2007},null,"Projects Deferred",null,{"$f":"ROUND(COUNTIF('Growth Projects 2007-2026'!T:T,\">0\"),0)","v":9}]
[null,"Base Year",null,2022,null,"Latest Year",null,{"$f":"MAX('Growth Projects 2007-2026'!H:H)","v":2026},null,"Total Projects",null,{"$f":"COUNT('Growth Projects 2007-2026'!B5:B455)","v":447}]
[null,"Cost Capital",null,7.1199999999999999E-2,null,"Project Window",null,{"$f":"H9-H8+1","v":20},null,"Deferred/Total",null,{"$f":"L8/L9","v":2.0134228187919462E-2}]
[null,"Inflation",null,2.5700000000000001E-2,null,null,null,null,null,"Project Years Reviewed",null,"2007 to 2026"]
[null,"IRP Future Inflation",null,{"$f":"0.023","v":2.3E-2}]
[null,"Net Change",null,{"$f":"D10-D11","v":4.5499999999999999E-2}]
[null,"Expected Solar Life",null,20]
[]
[null,"Project Savings Summary"]
[]
[null,"Project Type",null,"Savings"]
[null,"Distribution Lines",null,{"$f":"'Growth Projects 2007-2026'!V216","v":183526.29887470335}]
[null,"Distribution Substation",null,{"$f":"'Growth Projects 2007-2026'!V344","v":123737.00277657872}]
[null,"Distribution Subtotal",null,{"$f":"D19+D20","v":307263.30165128206}]
[null,"Transmission",null,{"$f":"'Growth Projects 2007-2026'!V457","v":0}]
[null,"Total",null,{"$f":"D21+D22","v":307263.30165128206}]
[]
[null,"Total Savings/Year",null,{"$f":"D23/H10","v":15363.165082564103}]
[]
[null,"* Maximum peak exported power divided by the product of the total number of customers by rate class times average customer generation size by rate class."]

{"sheet":"Growth Projects 2007-2026","index":1,"n_rows":457,"n_cols":22,"rows_kept":457,"cut":false,"hidden":false,"merged":[]}
[{"$f":"Summary!A1","v":"Appendix 4.15"}]
[{"$f":"Summary!A2","v":"Transmission and Distribution Avoided Capacity"}]
[]
[null,"ID","Location","Project Description","Project Category","Project Type (T,12.5, 34.5, C)","Peak Season","Year Installed","Project Cost when project was installed Dollars","Project Cost  in 2022 Dollars","In-Service Load (MW)","In-Service Load FIXED (MW)","Planning Capacity (MW)","Design Capacity (MW)","Growth Rate","Gap","Solar Contribution at Peak","Calculated  Deferral (Yrs)","Max Deferral (Yrs)","Actual Deferral (Yrs)","Savings ($)"]
[null,1,"CNCK11","CNCK-011 Rebuild 6C to 00 ACSR, 5 miles","Distribution","C","S",2007,298463.995765156,322091.83971996955,2.2229999999999999,2.2229999999999999,2.1309999999999998,{"$f":"IF(OR(G5=\"S\",G5=\"D\"),VLOOKUP(F5,'Component Capacity'!$C$8:$F$12,4,FALSE)*M5,IF(G5=\"W\",VLOOKUP(F5,'Component Capacity'!$C$16:$F$20,4,FALSE),\"OOPS\"))","v":2.3677777777777775},5.7061340941512162E-2,"N/A",{"$f":"IF((VLOOKUP($C5,'Project Customer Details'!$B$6:$Q$1095,16,FALSE))<((VLOOKUP($C5,'Project Customer Details'!$B$6:$Q$1095,4,FALSE)*$L5)),VLOOKUP($C5,'Project Customer Details'!$B$6:$Q$1095,16,FALSE), (VLOOKUP($C5,'Project Customer Details'!$B$6:$Q$1095,4,FALSE)*$L5))","v":2.6596861886504303E-2},{"$f":"IF((L5-Q5)<M5,CEILING(LN((M5+Q5)/L5)/LN(1+O5),1),0)","v":0},{"$f":"IF(L5<N5,CEILING(LN((N5)/L5)/LN(1+O5),1),0)","v":2},{"$f":"MIN(R5,S5,Summary!$D$14)","v":0},{"$f":"J5-(J5/(1+(Summary!$D$13))^(T5))","v":0}]
[null,2,"MRDN12","MRDN-016 Rebuild feeder and transfer load ","Distribution",12.5,"S",2019,375768.02110047842,405515.62312868837,10.124787111622554,10.124787111622554,10,{"$f":"IF(OR(G6=\"S\",G6=\"D\"),VLOOKUP(F6,'Component Capacity'!$C$8:$F$12,4,FALSE)*M6,IF(G6=\"W\",VLOOKUP(F6,'Component Capacity'!$C$16:$F$20,4,FALSE),\"OOPS\"))","v":12.5},3.2428734058235653E-2,"N/A",{"$f":"IF((VLOOKUP($C6,'Project Customer Details'!$B$6:$Q$1095,16,FALSE))<((VLOOKUP($C6,'Project Customer Details'!$B$6:$Q$1095,4,FALSE)*$L6)),VLOOKUP($C6,'Project Customer Details'!$B$6:$Q$1095,16,FALSE), (VLOOKUP($C6,'Project Customer Details'!$B$6:$Q$1095,4,FALSE)*$L6))","v":1.4996210966679333E-2},0,{"$f":"IF(L6<N6,CEILING(LN((N6)/L6)/LN(1+O6),1),0)","v":7},{"$f":"MIN(R6,S6,Summary!$D$14)","v":0},{"$f":"J6-(J6/(1+(Summary!$D$13))^(T6))","v":0}]
[null,3,"PAET12","PAET - New PAET-014 feeder - north section to relieve approx 4 MW of PAET12 load","Distribution",12.5,"W",2019,287595.87464488653,310363.34591302671,11.3,11.3,10,{"$f":"IF(OR(G7=\"S\",G7=\"D\"),VLOOKUP(F7,'Component Capacity'!$C$8:$F$12,4,FALSE)*M7,IF(G7=\"W\",VLOOKUP(F7,'Component Capacity'!$C$16:$F$20,4,FALSE),\"OOPS\"))","v":1.25},0.02,"N/A",{"$f":"IF((VLOOKUP($C7,'Project Customer Details'!$B$6:$Q$1095,16,FALSE))<((VLOOKUP($C7,'Project Customer Details'!$B$6:$Q$1095,4,FALSE)*$L7)),VLOOKUP($C7,'Project Customer Details'!$B$6:$Q$1095,16,FALSE), (VLOOKUP($C7,'Project Customer Details'!$B$6:$Q$1095,4,FALSE)*$L7))","v":4.2514515669912468E-2},0,0,{"$f":"MIN(R7,S7,Summary!$D$14)","v":0},{"$f":"J7-(J7/(1+(Summary!$D$13))^(T7))","v":0}]
[null,4,"MORA44","MORA Shift MORA-044 feeder load to HSDL-014, rebuild 0.7-miles of dist line, install a new step up transformer bank  ","Distribution",34.5,"S",2019,285354,307943.99369956501,20.12,20.12,20,{"$f":"IF(OR(G8=\"S\",G8=\"D\"),VLOOKUP(F8,'Component Capacity'!$C$8:$F$12,4,FALSE)*M8,IF(G8=\"W\",VLOOKUP(F8,'Component Capacity'!$C$16:$F$20,4,FALSE),\"OOPS\"))","v":25},3.5000000000000003E-2,"N/A",{"$f":"IF((VLOOKUP($C8,'Project Customer Details'!$B$6:$Q$1095,16,FALSE))<((VLOOKUP($C8,'Project Customer Details'!$B$6:$Q$1095,4,FALSE)*$L8)),VLOOKUP($C8,'Project Customer Details'!$B$6:$Q$1095,16,FALSE), (VLOOKUP($C8,'Project Customer Details'!$B$6:$Q$1095,4,FALSE)*$L8))","v":4.9723593944053936E-2},0,7,{"$f":"MIN(R8,S8,Summary!$D$14)","v":0},{"$f":"J8-(J8/(1+(Summary!$D$13))^(T8))","v":0}]
[null,5,"CNCL11","CNCL-011 Part 2/2  Reconductor approx. 2.8 miles from F244","Distribution","C","W",2019,811581.18230248289,875829.8481522646,4.2320000000000002,4.2320000000000002,4.1849999999999996,{"$f":"IF(OR(G9=\"S\",G9=\"D\"),VLOOKUP(F9,'Component Capacity'!$C$8:$F$12,4,FALSE)*M9,IF(G9=\"W\",VLOOKUP(F9,'Component Capacity'!$C$16:$F$20,4,FALSE),\"OOPS\"))","v":1.1111111111111112},2.2222222222222143E-2,"N/A",{"$f":"IF((VLOOKUP($C9,'Project Customer Details'!$B$6:$Q$1095,16,FALSE))<((VLOOKUP($C9,'Project Customer Details'!$B$6:$Q$1095,4,FALSE)*$L9)),VLOOKUP($C9,'Project Customer Details'!$B$6:$Q$1095,16,FALSE), (VLOOKUP($C9,'Project Customer Details'!$B$6:$Q$1095,4,FALSE)*$L9))","v":0},0,0,{"$f":"MIN(R9,S9,Summary!$D$14)","v":0},{"$f":"J9-(J9/(1+(Summary!$D$13))^(T9))","v":0}]
[null,6,"LCST42","LCST Lines work for two new 34.5-kV feeders, 045 and 046","Distribution",34.5,"S",2019,706893.3584375002,762854.43314949819,22.43,22.43,20,{"$f":"IF(OR(G10=\"S\",G10=\"D\"),VLOOKUP(F10,'Component Capacity'!$C$8:$F$12,4,FALSE)*M10,IF(G10=\"W\",VLOOKUP(F10,'Component Capacity'!$C$16:$F$20,4,FALSE),\"OOPS\"))","v":25},1.4999999999999999E-2,"N/A",{"$f":"IF((VLOOKUP($C10,'Project Customer Details'!$B$6:$Q$1095,16,FALSE))<((VLOOKUP($C10,'Project Customer Details'!$B$6:$Q$1095,4,FALSE)*$L10)),VLOOKUP($C10,'Project Customer Details'!$B$6:$Q$1095,16,FALSE), (VLOOKUP($C10,'Project Customer Details'!$B$6:$Q$1095,4,FALSE)*$L10))","v":7.670151425992173E-3},0,8,{"$f":"MIN(R10,S10,Summary!$D$14)","v":0},{"$f":"J10-(J10/(1+(Summary!$D$13))^(T10))","v":0}]
[null,7,"LCST45","LCST Construct a new step down transformer bank in feeder LCST0-045 to relieve existing TX57 overloads","Distribution","T","S",2019,481914.18319464056,520064.82542183186,7.7,7.7,7.35,{"$f":"IF(OR(G11=\"S\",G11=\"D\"),VLOOKUP(F11,'Component Capacity'!$C$8:$F$12,4,FALSE)*M11,IF(G11=\"W\",VLOOKUP(F11,'Component Capacity'!$C$16:$F$20,4,FALSE),\"OOPS\"))","v":7.5},0.05,"N/A",{"$f":"IF((VLOOKUP($C11,'Project Customer Details'!$B$6:$Q$1095,16,FALSE))<((VLOOKUP($C11,'Project Customer Details'!$B$6:$Q$1095,4,FALSE)*$L11)),VLOOKUP($C11,'Project Customer Details'!$B$6:$Q$1095,16,FALSE), (VLOOKUP($C11,'Project Customer Details'!$B$6:$Q$1095,4,FALSE)*$L11))","v":4.6937008863119405E-2},0,0,{"$f":"MIN(R11,S11,Summary!$D$14)","v":0},{"$f":"J11-(J11/(1+(Summary!$D$13))^(T11))","v":0}]
[null,8,"DALE41","DALE-041 TX-49 Upgrade to 3-1500 kVA transformers","Distribution","T","S",2019,63485.189617224889,68510.982258886826,0.57999999999999996,0.57999999999999996,0.5,{"$f":"IF(OR(G12=\"S\",G12=\"D\"),VLOOKUP(F12,'Component Capacity'!$C$8:$F$12,4,FALSE)*M12,IF(G12=\"W\",VLOOKUP(F12,'Component Capacity'!$C$16:$F$20,4,FALSE),\"OOPS\"))","v":0.51020408163265307},2.9384503849144261E-2,"N/A",{"$f":"IF((VLOOKUP($C12,'Project Customer Details'!$B$6:$Q$1095,16,FALSE))<((VLOOKUP($C12,'Project Customer Details'!$B$6:$Q$1095,4,FALSE)*$L12)),VLOOKUP($C12,'Project Customer Details'!$B$6:$Q$1095,16,FALSE), (VLOOKUP($C12,'Project Customer Details'!$B$6:$Q$1095,4,FALSE)*$L12))","v":0},0,0,{"$f":"MIN(R12,S12,Summary!$D$14)","v":0},{"$f":"J12-(J12/(1+(Summary!$D$13))^(T12))","v":0}]
[null,9,"MORA42","MORA - Shift MORA-042 feeder load to KUNA-011, add regulators on KUNA-011, new switch near MORA-042-F104","Distribution",34.5,"S",2019,86994,93880.863025925544,20.11,20.11,20,{"$f":"IF(OR(G13=\"S\",G13=\"D\"),VLOOKUP(F13,'Component Capacity'!$C$8:$F$12,4,FALSE)*M13,IF(G13=\"W\",VLOOKUP(F13,'Component Capacity'!$C$16:$F$20,4,FALSE),\"OOPS\"))","v":25},0.02,"N/A",{"$f":"IF((VLOOKUP($C13,'Project Customer Details'!$B$6:$Q$1095,16,FALSE))<((VLOOKUP($C13,'Project Customer Details'!$B$6:$Q$1095,4,FALSE)*$L13)),VLOOKUP($C13,'Project Customer Details'!$B$6:$Q$1095,16,FALSE), (VLOOKUP($C13,'Project Customer Details'!$B$6:$Q$1095,4,FALSE)*$L13))","v":6.7065565887242648E-2},0,11,{"$f":"MIN(R13,S13,Summary!$D$14)","v":0},{"$f":"J13-(J13/(1+(Summary!$D$13))^(T13))","v":0}]
[null,10,"HBND41","HBND-041 Reconductor 5 miles to Crouch-2/4","Distribution",12.5,"W",2019,703537.66208133998,759233.0837464442,10.326530612244898,10.326530612244898,10,{"$f":"IF(OR(G14=\"S\",G14=\"D\"),VLOOKUP(F14,'Component Capacity'!$C$8:$F$12,4,FALSE)*M14,IF(G14=\"W\",VLOOKUP(F14,'Component Capacity'!$C$16:$F$20,4,FALSE),\"OOPS\"))","v":1.25},2.0408163265306145E-2,"N/A",{"$f":"IF((VLOOKUP($C14,'Project Customer Details'!$B$6:$Q$1095,16,FALSE))<((VLOOKUP($C14,'Project Customer Details'!$B$6:$Q$1095,4,FALSE)*$L14)),VLOOKUP($C14,'Project Customer Details'!$B$6:$Q$1095,16,FALSE), (VLOOKUP($C14,'Project Customer Details'!$B$6:$Q$1095,4,FALSE)*$L14))","v":0},0,0,{"$f":"MIN(R14,S14,Summary!$D$14)","v":0},{"$f":"J14-(J14/(1+(Summary!$D$13))^(T14))","v":0}]
[null,11,"CNCL12","CNCL-012 Rebuild 3 miles  Part 3/3","Distribution","C","W",2019,303976.67119932454,328040.92502862948,3,3,2.8149999999999999,{"$f":"IF(OR(G15=\"S\",G15=\"D\"),VLOOKUP(F15,'Component Capacity'!$C$8:$F$12,4,FALSE)*M15,IF(G15=\"W\",VLOOKUP(F15,'Component Capacity'!$C$16:$F$20,4,FALSE),\"OOPS\"))","v":1.1111111111111112},4.4465935734187001E-2,"N/A",{"$f":"IF((VLOOKUP($C15,'Project Customer Details'!$B$6:$Q$1095,16,FALSE))<((VLOOKUP($C15,'Project Customer Details'!$B$6:$Q$1095,4,FALSE)*$L15)),VLOOKUP($C15,'Project Customer Details'!$B$6:$Q$1095,16,FALSE), (VLOOKUP($C15,'Project Customer Details'!$B$6:$Q$1095,4,FALSE)*$L15))","v":0},0,0,{"$f":"MIN(R15,S15,Summary!$D$14)","v":0},{"$f":"J15-(J15/(1+(Summary!$D$13))^(T15))","v":0}]
[null,12,"LNSG11","LNSG-011 Reconductor second mile to 336","Distribution","C","S",2019,3987898.1089780391,4303599.2842071271,2.5,2.5,2.3620000000000001,{"$f":"IF(OR(G16=\"S\",G16=\"D\"),VLOOKUP(F16,'Component Capacity'!$C$8:$F$12,4,FALSE)*M16,IF(G16=\"W\",VLOOKUP(F16,'Component Capacity'!$C$16:$F$20,4,FALSE),\"OOPS\"))","v":2.6244444444444448},3.2541758996208259E-2,"N/A",{"$f":"IF((VLOOKUP($C16,'Project Customer Details'!$B$6:$Q$1095,16,FALSE))<((VLOOKUP($C16,'Project Customer Details'!$B$6:$Q$1095,4,FALSE)*$L16)),VLOOKUP($C16,'Project Customer Details'!$B$6:$Q$1095,16,FALSE), (VLOOKUP($C16,'Project Customer Details'!$B$6:$Q$1095,4,FALSE)*$L16))","v":2.7821855417525694E-3},0,2,{"$f":"MIN(R16,S16,Summary!$D$14)","v":0},{"$f":"J16-(J16/(1+(Summary!$D$13))^(T16))","v":0}]
[null,13,"HMDL12","HMDL-012 Rebuild 2 miles to 00 ACSR","Distribution","C","W",2019,306177.00258302584,330415.44521674485,6.5029244013639067,6.5029244013639067,6.4,{"$f":"IF(OR(G17=\"S\",G17=\"D\"),VLOOKUP(F17,'Component Capacity'!$C$8:$F$12,4,FALSE)*M17,IF(G17=\"W\",VLOOKUP(F17,'Component Capacity'!$C$16:$F$20,4,FALSE),\"OOPS\"))","v":1.1111111111111112},1.7672050291691166E-2,"N/A",{"$f":"IF((VLOOKUP($C17,'Project Customer Details'!$B$6:$Q$1095,16,FALSE))<((VLOOKUP($C17,'Project Customer Details'!$B$6:$Q$1095,4,FALSE)*$L17)),VLOOKUP($C17,'Project Customer Details'!$B$6:$Q$1095,16,FALSE), (VLOOKUP($C17,'Project Customer Details'!$B$6:$Q$1095,4,FALSE)*$L17))","v":0},0,0,{"$f":"MIN(R17,S17,Summary!$D$14)","v":0},{"$f":"J17-(J17/(1+(Summary!$D$13))^(T17))","v":0}]
[null,14,"WILS11","WILS-011 336 A Section Rebuild","Distribution",12.5,"W",2019,132757.4426475279,143267.15967612402,10.344532488114105,10.344532488114105,10,{"$f":"IF(OR(G18=\"S\",G18=\"D\"),VLOOKUP(F18,'Component Capacity'!$C$8:$F$12,4,FALSE)*M18,IF(G18=\"W\",VLOOKUP(F18,'Component Capacity'!$C$16:$F$20,4,FALSE),\"OOPS\"))","v":1.25},2.2187004754358197E-2,"N/A",{"$f":"IF((VLOOKUP($C18,'Project Customer Details'!$B$6:$Q$1095,16,FALSE))<((VLOOKUP($C18,'Project Customer Details'!$B$6:$Q$1095,4,FALSE)*$L18)),VLOOKUP($C18,'Project Customer Details'!$B$6:$Q$1095,16,FALSE), (VLOOKUP($C18,'Project Customer Details'!$B$6:$Q$1095,4,FALSE)*$L18))","v":1.3107935517898663E-2},0,0,{"$f":"MIN(R18,S18,Summary!$D$14)","v":0},{"$f":"J18-(J18/(1+(Summary!$D$13))^(T18))","v":0}]
[null,15,"CSCD13","CSCD-013 Rebuild feeder from RR tracks to Gold Fork Road","Distribution","C","W",2019,555113.66925045708,599059.13450032298,4.8,4.8,4.7670000000000003,{"$f":"IF(OR(G19=\"S\",G19=\"D\"),VLOOKUP(F19,'Component Capacity'!$C$8:$F$12,4,FALSE)*M19,IF(G19=\"W\",VLOOKUP(F19,'Component Capacity'!$C$16:$F$20,4,FALSE),\"OOPS\"))","v":1.1111111111111112},6.6666666666666652E-2,"N/A",{"$f":"IF((VLOOKUP($C19,'Project Customer Details'!$B$6:$Q$1095,16,FALSE))<((VLOOKUP($C19,'Project Customer Details'!$B$6:$Q$1095,4,FALSE)*$L19)),VLOOKUP($C19,'Project Customer Details'!$B$6:$Q$1095,16,FALSE), (VLOOKUP($C19,'Project Customer Details'!$B$6:$Q$1095,4,FALSE)*$L19))","v":0},0,0,{"$f":"MIN(R19,S19,Summary!$D$14)","v":0},{"$f":"J19-(J19/(1+(Summary!$D$13))^(T19))","v":0}]
[null,16,"SIPN41","SIPN Extend feeder 041 2.3-miles to serve new load, add field tie capability to HLND-011 (Highland North and Chubbuck East)","Distribution","T","S",2019,662415,714854.95414992375,12.43,12.43,11.32,{"$f":"IF(OR(G20=\"S\",G20=\"D\"),VLOOKUP(F20,'Component Capacity'!$C$8:$F$12,4,FALSE)*M20,IF(G20=\"W\",VLOOKUP(F20,'Component Capacity'!$C$16:$F$20,4,FALSE),\"OOPS\"))","v":11.551020408163266},2.01E-2,"N/A",{"$f":"IF((VLOOKUP($C20,'Project Customer Details'!$B$6:$Q$1095,16,FALSE))<((VLOOKUP($C20,'Project Customer Details'!$B$6:$Q$1095,4,FALSE)*$L20)),VLOOKUP($C20,'Project Customer Details'!$B$6:$Q$1095,16,FALSE), (VLOOKUP($C20,'Project Customer Details'!$B$6:$Q$1095,4,FALSE)*$L20))","v":2.5023012857317884E-2},0,0,{"$f":"MIN(R20,S20,Summary!$D$14)","v":0},{"$f":"J20-(J20/(1+(Summary!$D$13))^(T20))","v":0}]
[null,17,"BOBN44","BOBN Add a feeder stepdown transformer to shift feeder load from BOBN-044 to BOBN-042","Distribution",34.5,"S",2019,4824.1099999999997,5206.0097263259267,21.1,21.1,20,{"$f":"IF(OR(G21=\"S\",G21=\"D\"),VLOOKUP(F21,'Component Capacity'!$C$8:$F$12,4,FALSE)*M21,IF(G21=\"W\",VLOOKUP(F21,'Component Capacity'!$C$16:$F$20,4,FALSE),\"OOPS\"))","v":25},7.0000000000000001E-3,"N/A",{"$f":"IF((VLOOKUP($C21,'Project Customer Details'!$B$6:$Q$1095,16,FALSE))<((VLOOKUP($C21,'Project Customer Details'!$B$6:$Q$1095,4,FALSE)*$L21)),VLOOKUP($C21,'Project Customer Details'!$B$6:$Q$1095,16,FALSE), (VLOOKUP($C21,'Project Customer Details'!$B$6:$Q$1095,4,FALSE)*$L21))","v":3.4048499729051315E-2},0,25,{"$f":"MIN(R21,S21,Summary!$D$14)","v":0},{"$f":"J21-(J21/(1+(Summary!$D$13))^(T21))","v":0}]
[null,18,"NHBT11","NHBT-011 Rebuild 1-mile feeder trunk for voltage correction","Distribution",12.5,"S",2019,3922.54,4233.0671132918815,10.764846399999998,10.764846399999998,10,{"$f":"IF(OR(G22=\"S\",G22=\"D\"),VLOOKUP(F22,'Component Capacity'!$C$8:$F$12,4,FALSE)*M22,IF(G22=\"W\",VLOOKUP(F22,'Component Capacity'!$C$16:$F$20,4,FALSE),\"OOPS\"))","v":12.5},8.6999999999999994E-3,"N/A",{"$f":"IF((VLOOKUP($C22,'Project Customer Details'!$B$6:$Q$1095,16,FALSE))<((VLOOKUP($C22,'Project Customer Details'!$B$6:$Q$1095,4,FALSE)*$L22)),VLOOKUP($C22,'Project Customer Details'!$B$6:$Q$1095,16,FALSE), (VLOOKUP($C22,'Project Customer Details'!$B$6:$Q$1095,4,FALSE)*$L22))","v":0},0,18,{"$f":"MIN(R22,S22,Summary!$D$14)","v":0},{"$f":"J22-(J22/(1+(Summary!$D$13))^(T22))","v":0}]
[null,19,"MDRS12","MDRS-011 Add 0.2 miles on Smith Avenue","Distribution",12.5,"S",2019,38348.784977856521,41384.659053691277,10.262831689437096,10.262831689437096,10,{"$f":"IF(OR(G23=\"S\",G23=\"D\"),VLOOKUP(F23,'Component Capacity'!$C$8:$F$12,4,FALSE)*M23,IF(G23=\"W\",VLOOKUP(F23,'Component Capacity'!$C$16:$F$20,4,FALSE),\"OOPS\"))","v":12.5},6.9044967649697586E-2,"N/A",{"$f":"IF((VLOOKUP($C23,'Project Customer Details'!$B$6:$Q$1095,16,FALSE))<((VLOOKUP($C23,'Project Customer Details'!$B$6:$Q$1095,4,FALSE)*$L23)),VLOOKUP($C23,'Project Customer Details'!$B$6:$Q$1095,16,FALSE), (VLOOKUP($C23,'Project Customer Details'!$B$6:$Q$1095,4,FALSE)*$L23))","v":2.3158979390828713E-2},0,3,{"$f":"MIN(R23,S23,Summary!$D$14)","v":0},{"$f":"J23-(J23/(1+(Summary!$D$13))^(T23))","v":0}]
[null,20,"BLDR41","BLDR-011 Rebuild north feeder","Distribution",12.5,"W",2019,692035.04839681147,746819.86789526651,0,0.01,0,{"$f":"IF(OR(G24=\"S\",G24=\"D\"),VLOOKUP(F24,'Component Capacity'!$C$8:$F$12,4,FALSE)*M24,IF(G24=\"W\",VLOOKUP(F24,'Component Capacity'!$C$16:$F$20,4,FALSE),\"OOPS\"))","v":1.25},0,"N/A",{"$f":"IF((VLOOKUP($C24,'Project Customer Details'!$B$6:$Q$1095,16,FALSE))<((VLOOKUP($C24,'Project Customer Details'!$B$6:$Q$1095,4,FALSE)*$L24)),VLOOKUP($C24,'Project Customer Details'!$B$6:$Q$1095,16,FALSE), (VLOOKUP($C24,'Project Customer Details'!$B$6:$Q$1095,4,FALSE)*$L24))","v":1.6032398020038169E-3},0,0,{"$f":"MIN(R24,S24,Summary!$D$14)","v":0},{"$f":"J24-(J24/(1+(Summary!$D$13))^(T24))","v":0}]
[null,21,"BKFT15","BKFT Rebuild 1 mile of BKFT feeder 015 to 795 AAC","Distribution","C","S",2019,266085,287149.56707650411,6.3434499999999998,6.3434499999999998,6.25685,{"$f":"IF(OR(G25=\"S\",G25=\"D\"),VLOOKUP(F25,'Component Capacity'!$C$8:$F$12,4,FALSE)*M25,IF(G25=\"W\",VLOOKUP(F25,'Component Capacity'!$C$16:$F$20,4,FALSE),\"OOPS\"))","v":6.9520555555555559},7.1999999999999998E-3,"N/A",{"$f":"IF((VLOOKUP($C25,'Project Customer Details'!$B$6:$Q$1095,16,FALSE))<((VLOOKUP($C25,'Project Customer Details'!$B$6:$Q$1095,4,FALSE)*$L25)),VLOOKUP($C25,'Project Customer Details'!$B$6:$Q$1095,16,FALSE), (VLOOKUP($C25,'Project Customer Details'!$B$6:$Q$1095,4,FALSE)*$L25))","v":2.4498537525171784E-3},0,13,{"$f":"MIN(R25,S25,Summary!$D$14)","v":0},{"$f":"J25-(J25/(1+(Summary!$D$13))^(T25))","v":0}]
[null,22,"PNUF42","PNUF Split feeder 042, build new branch to north along I-15, to increase capacity to the South Pocatello area","Distribution","C","W",2019,480120.97758815234,518129.66104359837,7.68,7.68,7.37,{"$f":"IF(OR(G26=\"S\",G26=\"D\"),VLOOKUP(F26,'Component Capacity'!$C$8:$F$12,4,FALSE)*M26,IF(G26=\"W\",VLOOKUP(F26,'Component Capacity'!$C$16:$F$20,4,FALSE),\"OOPS\"))","v":1.1111111111111112},6.3E-3,"N/A",{"$f":"IF((VLOOKUP($C26,'Project Customer Details'!$B$6:$Q$1095,16,FALSE))<((VLOOKUP($C26,'Project Customer Details'!$B$6:$Q$1095,4,FALSE)*$L26)),VLOOKUP($C26,'Project Customer Details'!$B$6:$Q$1095,16,FALSE), (VLOOKUP($C26,'Project Customer Details'!$B$6:$Q$1095,4,FALSE)*$L26))","v":0},0,0,{"$f":"MIN(R26,S26,Summary!$D$14)","v":0},{"$f":"J26-(J26/(1+(Summary!$D$13))^(T26))","v":0}]
[null,23,"GEMM12","GEMM-012 Replace RG-70 with 150 A regulators","Distribution","T","S",2019,25268.972922940666,27269.386231055178,2.5979999999999999,2.5979999999999999,2.165,{"$f":"IF(OR(G27=\"S\",G27=\"D\"),VLOOKUP(F27,'Component Capacity'!$C$8:$F$12,4,FALSE)*M27,IF(G27=\"W\",VLOOKUP(F27,'Component Capacity'!$C$16:$F$20,4,FALSE),\"OOPS\"))","v":2.2091836734693877},1.9393939393939297E-2,"N/A",{"$f":"IF((VLOOKUP($C27,'Project Customer Details'!$B$6:$Q$1095,16,FALSE))<((VLOOKUP($C27,'Project Customer Details'!$B$6:$Q$1095,4,FALSE)*$L27)),VLOOKUP($C27,'Project Customer Details'!$B$6:$Q$1095,16,FALSE), (VLOOKUP($C27,'Project Customer Details'!$B$6:$Q$1095,4,FALSE)*$L27))","v":7.0422425707459537E-3},0,0,{"$f":"MIN(R27,S27,Summary!$D$14)","v":0},{"$f":"J27-(J27/(1+(Summary!$D$13))^(T27))","v":0}]
[null,24,"KCHM17","KCHM Lines work for a new 12.5 kV feeder 018 to relieve KCHM-017","Distribution",12.5,"W",2019,457160.11392101552,493351.10508696432,10.8,10.8,10,{"$f":"IF(OR(G28=\"S\",G28=\"D\"),VLOOKUP(F28,'Component Capacity'!$C$8:$F$12,4,FALSE)*M28,IF(G28=\"W\",VLOOKUP(F28,'Component Capacity'!$C$16:$F$20,4,FALSE),\"OOPS\"))","v":1.25},5.0000000000000001E-3,"N/A",{"$f":"IF((VLOOKUP($C28,'Project Customer Details'!$B$6:$Q$1095,16,FALSE))<((VLOOKUP($C28,'Project Customer Details'!$B$6:$Q$1095,4,FALSE)*$L28)),VLOOKUP($C28,'Project Customer Details'!$B$6:$Q$1095,16,FALSE), (VLOOKUP($C28,'Project Customer Details'!$B$6:$Q$1095,4,FALSE)*$L28))","v":0},0,0,{"$f":"MIN(R28,S28,Summary!$D$14)","v":0},{"$f":"J28-(J28/(1+(Summary!$D$13))^(T28))","v":0}]
[null,25,"GOWN42","GOWN Lines work for a new GOWN-043 feeder","Distribution",34.5,"S",2019,69752.740409026868,75274.702485490867,20.94,20.94,20,{"$f":"IF(OR(G29=\"S\",G29=\"D\"),VLOOKUP(F29,'Component Capacity'!$C$8:$F$12,4,FALSE)*M29,IF(G29=\"W\",VLOOKUP(F29,'Component Capacity'!$C$16:$F$20,4,FALSE),\"OOPS\"))","v":25},0.03,"N/A",{"$f":"IF((VLOOKUP($C29,'Project Customer Details'!$B$6:$Q$1095,16,FALSE))<((VLOOKUP($C29,'Project Customer Details'!$B$6:$Q$1095,4,FALSE)*$L29)),VLOOKUP($C29,'Project Customer Details'!$B$6:$Q$1095,16,FALSE), (VLOOKUP($C29,'Project Customer Details'!$B$6:$Q$1095,4,FALSE)*$L29))","v":2.6349003704506522E-2},0,6,{"$f":"MIN(R29,S29,Summary!$D$14)","v":0},{"$f":"J29-(J29/(1+(Summary!$D$13))^(T29))","v":0}]
[null,26,"CNCL12","CNCL-012 Rebuild 2.5 miles  Part 2/3","Distribution","C","W",2019,355431.15984942432,383568.79822711513,3,3,2.8149999999999999,{"$f":"IF(OR(G30=\"S\",G30=\"D\"),VLOOKUP(F30,'Component Capacity'!$C$8:$F$12,4,FALSE)*M30,IF(G30=\"W\",VLOOKUP(F30,'Component Capacity'!$C$16:$F$20,4,FALSE),\"OOPS\"))","v":1.1111111111111112},4.4465935734187001E-2,"N/A",{"$f":"IF((VLOOKUP($C30,'Project Customer Details'!$B$6:$Q$1095,16,FALSE))<((VLOOKUP($C30,'Project Customer Details'!$B$6:$Q$1095,4,FALSE)*$L30)),VLOOKUP($C30,'Project Customer Details'!$B$6:$Q$1095,16,FALSE), (VLOOKUP($C30,'Project Customer Details'!$B$6:$Q$1095,4,FALSE)*$L30))","v":0},0,0,{"$f":"MIN(R30,S30,Summary!$D$14)","v":0},{"$f":"J30-(J30/(1+(Summary!$D$13))^(T30))","v":0}]
[null,27,"DTRC12","DTRC-012 Rebuild two miles to 2/0 ACSR","Distribution","C","S",2019,199654.6277114042,215460.24733506329,2.9861532765642353,2.9861532765642353,2.94,{"$f":"IF(OR(G31=\"S\",G31=\"D\"),VLOOKUP(F31,'Component Capacity'!$C$8:$F$12,4,FALSE)*M31,IF(G31=\"W\",VLOOKUP(F31,'Component Capacity'!$C$16:$F$20,4,FALSE),\"OOPS\"))","v":3.2666666666666666},5.1462421325435104E-2,"N/A",{"$f":"IF((VLOOKUP($C31,'Project Customer Details'!$B$6:$Q$1095,16,FALSE))<((VLOOKUP($C31,'Project Customer Details'!$B$6:$Q$1095,4,FALSE)*$L31)),VLOOKUP($C31,'Project Customer Details'!$B$6:$Q$1095,16,FALSE), (VLOOKUP($C31,'Project Customer Details'!$B$6:$Q$1095,4,FALSE)*$L31))","v":0},0,2,{"$f":"MIN(R31,S31,Summary!$D$14)","v":0},{"$f":"J31-(J31/(1+(Summary!$D$13))^(T31))","v":0}]
[null,28,"EAGL12","GARY-014 to relieve EAGL-012","Distribution",12.5,"S",2007,290000,424460.09142550715,10.286785003489184,10.067276130773411,10,{"$f":"IF(OR(G32=\"S\",G32=\"D\"),VLOOKUP(F32,'Component Capacity'!$C$8:$F$12,4,FALSE)*M32,IF(G32=\"W\",VLOOKUP(F32,'Component Capacity'!$C$16:$F$20,4,FALSE),\"OOPS\"))","v":12.5},0.03,0.30000000000000071,{"$f":"IF((VLOOKUP($C32,'Project Customer Details'!$B$6:$Q$1095,16,FALSE))<((VLOOKUP($C32,'Project Customer Details'!$B$6:$Q$1095,4,FALSE)*$L32)),VLOOKUP($C32,'Project Customer Details'!$B$6:$Q$1095,16,FALSE), (VLOOKUP($C32,'Project Customer Details'!$B$6:$Q$1095,4,FALSE)*$L32))","v":2.4684481517070811E-2},0,8,{"$f":"MIN(R32,S32,Summary!$D$14)","v":0},{"$f":"J32-(J32/(1+(Summary!$D$13))^(T32))","v":0}]
[null,29,"CSCD13","CSCD-013, REBUILD FROM R468 TO RG482,4 MI, 336 AAC","Distribution",12.5,"W",2007,400000,585462.19506966497,10.163027786343905,10.272650182796488,10,{"$f":"IF(OR(G33=\"S\",G33=\"D\"),VLOOKUP(F33,'Component Capacity'!$C$8:$F$12,4,FALSE)*M33,IF(G33=\"W\",VLOOKUP(F33,'Component Capacity'!$C$16:$F$20,4,FALSE),\"OOPS\"))","v":1.25},0.03,0.30000000000000071,{"$f":"IF((VLOOKUP($C33,'Project Customer Details'!$B$6:$Q$1095,16,FALSE))<((VLOOKUP($C33,'Project Customer Details'!$B$6:$Q$1095,4,FALSE)*$L33)),VLOOKUP($C33,'Project Customer Details'!$B$6:$Q$1095,16,FALSE), (VLOOKUP($C33,'Project Customer Details'!$B$6:$Q$1095,4,FALSE)*$L33))","v":0},0,0,{"$f":"MIN(R33,S33,Summary!$D$14)","v":0},{"$f":"J33-(J33/(1+(Summary!$D$13))^(T33))","v":0}]
[null,30,"WESR11"," Replace 16 structures for WESR-011","Distribution",12.5,"W",2009,200000,278234.09371351736,10.054684238929665,10.130743841035242,10,{"$f":"IF(OR(G34=\"S\",G34=\"D\"),VLOOKUP(F34,'Component Capacity'!$C$8:$F$12,4,FALSE)*M34,IF(G34=\"W\",VLOOKUP(F34,'Component Capacity'!$C$16:$F$20,4,FALSE),\"OOPS\"))","v":1.25},0.03,0.30000000000000071,{"$f":"IF((VLOOKUP($C34,'Project Customer Details'!$B$6:$Q$1095,16,FALSE))<((VLOOKUP($C34,'Project Customer Details'!$B$6:$Q$1095,4,FALSE)*$L34)),VLOOKUP($C34,'Project Customer Details'!$B$6:$Q$1095,16,FALSE), (VLOOKUP($C34,'Project Customer Details'!$B$6:$Q$1095,4,FALSE)*$L34))","v":0},0,0,{"$f":"MIN(R34,S34,Summary!$D$14)","v":0},{"$f":"J34-(J34/(1+(Summary!$D$13))^(T34))","v":0}]
[null,31,"VTRY12","VTRY-017 FEEDER","Distribution",12.5,"S",2018,500000,553461.01486177696,10.199999999999999,10.199999999999999,10,{"$f":"IF(OR(G35=\"S\",G35=\"D\"),VLOOKUP(F35,'Component Capacity'!$C$8:$F$12,4,FALSE)*M35,IF(G35=\"W\",VLOOKUP(F35,'Component Capacity'!$C$16:$F$20,4,FALSE),\"OOPS\"))","v":12.5},2.5000000000000001E-2,"N/A",{"$f":"IF((VLOOKUP($C35,'Project Customer Details'!$B$6:$Q$1095,16,FALSE))<((VLOOKUP($C35,'Project Customer Details'!$B$6:$Q$1095,4,FALSE)*$L35)),VLOOKUP($C35,'Project Customer Details'!$B$6:$Q$1095,16,FALSE), (VLOOKUP($C35,'Project Customer Details'!$B$6:$Q$1095,4,FALSE)*$L35))","v":0},0,9,{"$f":"MIN(R35,S35,Summary!$D$14)","v":0},{"$f":"J35-(J35/(1+(Summary!$D$13))^(T35))","v":0}]
[null,32,"LNDN13","LNDN-013 RECONDUCTOR 4AR TO A20 ON KIMBALL & BEECH","Distribution","C","S",2008,60000,85617.167940741085,3.3663831804477207,3.3626829909594909,3.29,{"$f":"IF(OR(G36=\"S\",G36=\"D\"),VLOOKUP(F36,'Component Capacity'!$C$8:$F$12,4,FALSE)*M36,IF(G36=\"W\",VLOOKUP(F36,'Component Capacity'!$C$16:$F$20,4,FALSE),\"OOPS\"))","v":3.6555555555555559},0.03,9.870000000000001E-2,{"$f":"IF((VLOOKUP($C36,'Project Customer Details'!$B$6:$Q$1095,16,FALSE))<((VLOOKUP($C36,'Project Customer Details'!$B$6:$Q$1095,4,FALSE)*$L36)),VLOOKUP($C36,'Project Customer Details'!$B$6:$Q$1095,16,FALSE), (VLOOKUP($C36,'Project Customer Details'!$B$6:$Q$1095,4,FALSE)*$L36))","v":2.1966915302250058E-2},0,3,{"$f":"MIN(R36,S36,Summary!$D$14)","v":0},{"$f":"J36-(J36/(1+(Summary!$D$13))^(T36))","v":0}]
[null,33,"HILL14","LNDN-018 Extension east to offload Hill-014","Distribution",12.5,"S",2022,240802,240802,11.95,11.95,10,{"$f":"IF(OR(G37=\"S\",G37=\"D\"),VLOOKUP(F37,'Component Capacity'!$C$8:$F$12,4,FALSE)*M37,IF(G37=\"W\",VLOOKUP(F37,'Component Capacity'!$C$16:$F$20,4,FALSE),\"OOPS\"))","v":12.5},0.13750000000000001,"N/A",{"$f":"IF((VLOOKUP($C37,'Project Customer Details'!$B$6:$Q$1095,16,FALSE))<((VLOOKUP($C37,'Project Customer Details'!$B$6:$Q$1095,4,FALSE)*$L37)),VLOOKUP($C37,'Project Customer Details'!$B$6:$Q$1095,16,FALSE), (VLOOKUP($C37,'Project Customer Details'!$B$6:$Q$1095,4,FALSE)*$L37))","v":3.4290785947193252E-2},0,1,{"$f":"MIN(R37,S37,Summary!$D$14)","v":0},{"$f":"J37-(J37/(1+(Summary!$D$13))^(T37))","v":0}]
[null,34,"LNDN15","Tie LNDN15 and HILL 12","Distribution",12.5,"S",2024,228000,228000,10.14,10.14,10,{"$f":"IF(OR(G38=\"S\",G38=\"D\"),VLOOKUP(F38,'Component Capacity'!$C$8:$F$12,4,FALSE)*M38,IF(G38=\"W\",VLOOKUP(F38,'Component Capacity'!$C$16:$F$20,4,FALSE),\"OOPS\"))","v":12.5},0.13350000000000001,"N/A",{"$f":"IF((VLOOKUP($C38,'Project Customer Details'!$B$6:$Q$1095,16,FALSE))<((VLOOKUP($C38,'Project Customer Details'!$B$6:$Q$1095,4,FALSE)*$L38)),VLOOKUP($C38,'Project Customer Details'!$B$6:$Q$1095,16,FALSE), (VLOOKUP($C38,'Project Customer Details'!$B$6:$Q$1095,4,FALSE)*$L38))","v":7.6268471754336676E-4},0,2,{"$f":"MIN(R38,S38,Summary!$D$14)","v":0},{"$f":"J38-(J38/(1+(Summary!$D$13))^(T38))","v":0}]
[null,35,"STAR12","STAR-014 Build new feeder","Distribution",12.5,"S",2007,495000,724509.4663987105,10.153335496370262,10.28081225196081,10,{"$f":"IF(OR(G39=\"S\",G39=\"D\"),VLOOKUP(F39,'Component Capacity'!$C$8:$F$12,4,FALSE)*M39,IF(G39=\"W\",VLOOKUP(F39,'Component Capacity'!$C$16:$F$20,4,FALSE),\"OOPS\"))","v":12.5},0.03,0.30000000000000071,{"$f":"IF((VLOOKUP($C39,'Project Customer Details'!$B$6:$Q$1095,16,FALSE))<((VLOOKUP($C39,'Project Customer Details'!$B$6:$Q$1095,4,FALSE)*$L39)),VLOOKUP($C39,'Project Customer Details'!$B$6:$Q$1095,16,FALSE), (VLOOKUP($C39,'Project Customer Details'!$B$6:$Q$1095,4,FALSE)*$L39))","v":2.0761145287768613E-4},0,7,{"$f":"MIN(R39,S39,Summary!$D$14)","v":0},{"$f":"J39-(J39/(1+(Summary!$D$13))^(T39))","v":0}]
[null,36,"STAR12","Offload STAR12","Distribution",12.5,"S",2024,150000,150000,11.29,11.29,10,{"$f":"IF(OR(G40=\"S\",G40=\"D\"),VLOOKUP(F40,'Component Capacity'!$C$8:$F$12,4,FALSE)*M40,IF(G40=\"W\",VLOOKUP(F40,'Component Capacity'!$C$16:$F$20,4,FALSE),\"OOPS\"))","v":12.5},0.113,"N/A",{"$f":"IF((VLOOKUP($C40,'Project Customer Details'!$B$6:$Q$1095,16,FALSE))<((VLOOKUP($C40,'Project Customer Details'!$B$6:$Q$1095,4,FALSE)*$L40)),VLOOKUP($C40,'Project Customer Details'!$B$6:$Q$1095,16,FALSE), (VLOOKUP($C40,'Project Customer Details'!$B$6:$Q$1095,4,FALSE)*$L40))","v":2.0761145287768613E-4},0,1,{"$f":"MIN(R40,S40,Summary!$D$14)","v":0},{"$f":"J40-(J40/(1+(Summary!$D$13))^(T40))","v":0}]
[null,37,"BKAT15","BKAT-015, BUILD NEW FEEDER TO CHEESE FACTORY AREA","Distribution",12.5,"S",2007,60000,87819.329260449755,10.130914657881393,10.22128799240798,10,{"$f":"IF(OR(G41=\"S\",G41=\"D\"),VLOOKUP(F41,'Component Capacity'!$C$8:$F$12,4,FALSE)*M41,IF(G41=\"W\",VLOOKUP(F41,'Component Capacity'!$C$16:$F$20,4,FALSE),\"OOPS\"))","v":12.5},0.03,0.30000000000000071,{"$f":"IF((VLOOKUP($C41,'Project Customer Details'!$B$6:$Q$1095,16,FALSE))<((VLOOKUP($C41,'Project Customer Details'!$B$6:$Q$1095,4,FALSE)*$L41)),VLOOKUP($C41,'Project Customer Details'!$B$6:$Q$1095,16,FALSE), (VLOOKUP($C41,'Project Customer Details'!$B$6:$Q$1095,4,FALSE)*$L41))","v":1.4220841188385578E-2},0,7,{"$f":"MIN(R41,S41,Summary!$D$14)","v":0},{"$f":"J41-(J41/(1+(Summary!$D$13))^(T41))","v":0}]
[null,38,"BTLR13","BTLR-013: RECONDUCTOR 2CU WITH 336AA","Distribution","C","S",2007,70000,102455.88413719137,5.4448686029296489,5.470851034651278,5.4,{"$f":"IF(OR(G42=\"S\",G42=\"D\"),VLOOKUP(F42,'Component Capacity'!$C$8:$F$12,4,FALSE)*M42,IF(G42=\"W\",VLOOKUP(F42,'Component Capacity'!$C$16:$F$20,4,FALSE),\"OOPS\"))","v":6.0000000000000009},0.03,0.16199999999999992,{"$f":"IF((VLOOKUP($C42,'Project Customer Details'!$B$6:$Q$1095,16,FALSE))<((VLOOKUP($C42,'Project Customer Details'!$B$6:$Q$1095,4,FALSE)*$L42)),VLOOKUP($C42,'Project Customer Details'!$B$6:$Q$1095,16,FALSE), (VLOOKUP($C42,'Project Customer Details'!$B$6:$Q$1095,4,FALSE)*$L42))","v":0},0,4,{"$f":"MIN(R42,S42,Summary!$D$14)","v":0},{"$f":"J42-(J42/(1+(Summary!$D$13))^(T42))","v":0}]
[null,39,"BTLR16","BTLR-016, RECONDUCTOR OF TIE FOR LOAD SWAP TO BTLR-012","Distribution","C","S",2007,100000,146365.54876741624,6.9367287043855121,6.892268734613074,6.75,{"$f":"IF(OR(G43=\"S\",G43=\"D\"),VLOOKUP(F43,'Component Capacity'!$C$8:$F$12,4,FALSE)*M43,IF(G43=\"W\",VLOOKUP(F43,'Component Capacity'!$C$16:$F$20,4,FALSE),\"OOPS\"))","v":7.5},0.03,0.20250000000000057,{"$f":"IF((VLOOKUP($C43,'Project Customer Details'!$B$6:$Q$1095,16,FALSE))<((VLOOKUP($C43,'Project Customer Details'!$B$6:$Q$1095,4,FALSE)*$L43)),VLOOKUP($C43,'Project Customer Details'!$B$6:$Q$1095,16,FALSE), (VLOOKUP($C43,'Project Customer Details'!$B$6:$Q$1095,4,FALSE)*$L43))","v":1.4783524679091168E-2},0,3,{"$f":"MIN(R43,S43,Summary!$D$14)","v":0},{"$f":"J43-(J43/(1+(Summary!$D$13))^(T43))","v":0}]
[null,40,"CARO11","CARO-011, REBUILD 1 MI AT 795 AND 3/4 MI. AT 336","Distribution",12.5,"S",2007,225000,329322.48472668655,10.106011964992096,10.062407720373765,10,{"$f":"IF(OR(G44=\"S\",G44=\"D\"),VLOOKUP(F44,'Component Capacity'!$C$8:$F$12,4,FALSE)*M44,IF(G44=\"W\",VLOOKUP(F44,'Component Capacity'!$C$16:$F$20,4,FALSE),\"OOPS\"))","v":12.5},0.03,0.30000000000000071,{"$f":"IF((VLOOKUP($C44,'Project Customer Details'!$B$6:$Q$1095,16,FALSE))<((VLOOKUP($C44,'Project Customer Details'!$B$6:$Q$1095,4,FALSE)*$L44)),VLOOKUP($C44,'Project Customer Details'!$B$6:$Q$1095,16,FALSE), (VLOOKUP($C44,'Project Customer Details'!$B$6:$Q$1095,4,FALSE)*$L44))","v":0},0,8,{"$f":"MIN(R44,S44,Summary!$D$14)","v":0},{"$f":"J44-(J44/(1+(Summary!$D$13))^(T44))","v":0}]
[null,41,"CARO11","CARO-011 Rebuild 1 mile at 795 and 3/4 mile at 336 Transmission component","Distribution",12.5,"S",2007,75000,109774.16157556219,10.007811706406711,10.245902873608884,10,{"$f":"IF(OR(G45=\"S\",G45=\"D\"),VLOOKUP(F45,'Component Capacity'!$C$8:$F$12,4,FALSE)*M45,IF(G45=\"W\",VLOOKUP(F45,'Component Capacity'!$C$16:$F$20,4,FALSE),\"OOPS\"))","v":12.5},0.03,0.30000000000000071,{"$f":"IF((VLOOKUP($C45,'Project Customer Details'!$B$6:$Q$1095,16,FALSE))<((VLOOKUP($C45,'Project Customer Details'!$B$6:$Q$1095,4,FALSE)*$L45)),VLOOKUP($C45,'Project Customer Details'!$B$6:$Q$1095,16,FALSE), (VLOOKUP($C45,'Project Customer Details'!$B$6:$Q$1095,4,FALSE)*$L45))","v":0},0,7,{"$f":"MIN(R45,S45,Summary!$D$14)","v":0},{"$f":"J45-(J45/(1+(Summary!$D$13))^(T45))","v":0}]
[null,42,"CARO12","CARO-012 Increase Capacity / Improve Fruitland voltage","Distribution",12.5,"S",2009,325000,452130.40228446567,10.089455819590388,10.25970265906572,10,{"$f":"IF(OR(G46=\"S\",G46=\"D\"),VLOOKUP(F46,'Component Capacity'!$C$8:$F$12,4,FALSE)*M46,IF(G46=\"W\",VLOOKUP(F46,'Component Capacity'!$C$16:$F$20,4,FALSE),\"OOPS\"))","v":12.5},0.03,0.30000000000000071,{"$f":"IF((VLOOKUP($C46,'Project Customer Details'!$B$6:$Q$1095,16,FALSE))<((VLOOKUP($C46,'Project Customer Details'!$B$6:$Q$1095,4,FALSE)*$L46)),VLOOKUP($C46,'Project Customer Details'!$B$6:$Q$1095,16,FALSE), (VLOOKUP($C46,'Project Customer Details'!$B$6:$Q$1095,4,FALSE)*$L46))","v":0},0,7,{"$f":"MIN(R46,S46,Summary!$D$14)","v":0},{"$f":"J46-(J46/(1+(Summary!$D$13))^(T46))","v":0}]
[null,43,"NTVW12","BUHL-012 1 MILE 3 PH BEYOND R42","Distribution",12.5,"W",2007,100000,146365.54876741624,10.228688954759232,10.182441470151891,10,{"$f":"IF(OR(G47=\"S\",G47=\"D\"),VLOOKUP(F47,'Component Capacity'!$C$8:$F$12,4,FALSE)*M47,IF(G47=\"W\",VLOOKUP(F47,'Component Capacity'!$C$16:$F$20,4,FALSE),\"OOPS\"))","v":1.25},0.03,0.30000000000000071,{"$f":"IF((VLOOKUP($C47,'Project Customer Details'!$B$6:$Q$1095,16,FALSE))<((VLOOKUP($C47,'Project Customer Details'!$B$6:$Q$1095,4,FALSE)*$L47)),VLOOKUP($C47,'Project Customer Details'!$B$6:$Q$1095,16,FALSE), (VLOOKUP($C47,'Project Customer Details'!$B$6:$Q$1095,4,FALSE)*$L47))","v":0},0,0,{"$f":"MIN(R47,S47,Summary!$D$14)","v":0},{"$f":"J47-(J47/(1+(Summary!$D$13))^(T47))","v":0}]
[null,44,"NTVW13","BUHL-013 Upgrade 1 mile beyond R-31","Distribution",12.5,"W",2007,190000,278094.54265809088,10.027792962272827,10.208636781702918,10,{"$f":"IF(OR(G48=\"S\",G48=\"D\"),VLOOKUP(F48,'Component Capacity'!$C$8:$F$12,4,FALSE)*M48,IF(G48=\"W\",VLOOKUP(F48,'Component Capacity'!$C$16:$F$20,4,FALSE),\"OOPS\"))","v":1.25},0.03,0.30000000000000071,{"$f":"IF((VLOOKUP($C48,'Project Customer Details'!$B$6:$Q$1095,16,FALSE))<((VLOOKUP($C48,'Project Customer Details'!$B$6:$Q$1095,4,FALSE)*$L48)),VLOOKUP($C48,'Project Customer Details'!$B$6:$Q$1095,16,FALSE), (VLOOKUP($C48,'Project Customer Details'!$B$6:$Q$1095,4,FALSE)*$L48))","v":0},0,0,{"$f":"MIN(R48,S48,Summary!$D$14)","v":0},{"$f":"J48-(J48/(1+(Summary!$D$13))^(T48))","v":0}]
[null,45,"NTVW14","BUHL-014 Upgrade 2 miles along 1400E","Distribution",12.5,"W",2007,345000,504961.14324758609,10.066971729394451,10.281771982357206,10,{"$f":"IF(OR(G49=\"S\",G49=\"D\"),VLOOKUP(F49,'Component Capacity'!$C$8:$F$12,4,FALSE)*M49,IF(G49=\"W\",VLOOKUP(F49,'Component Capacity'!$C$16:$F$20,4,FALSE),\"OOPS\"))","v":1.25},0.03,0.30000000000000071,{"$f":"IF((VLOOKUP($C49,'Project Customer Details'!$B$6:$Q$1095,16,FALSE))<((VLOOKUP($C49,'Project Customer Details'!$B$6:$Q$1095,4,FALSE)*$L49)),VLOOKUP($C49,'Project Customer Details'!$B$6:$Q$1095,16,FALSE), (VLOOKUP($C49,'Project Customer Details'!$B$6:$Q$1095,4,FALSE)*$L49))","v":4.3428753514550979E-2},0,0,{"$f":"MIN(R49,S49,Summary!$D$14)","v":0},{"$f":"J49-(J49/(1+(Summary!$D$13))^(T49))","v":0}]
[null,46,"NTVW14","BUHL-014 Upgrade 2 1/4 miles to 336 AL beyond R-16","Distribution",12.5,"W",2009,472500,657328.04639818473,10.17632744863049,10.270886875365095,10,{"$f":"IF(OR(G50=\"S\",G50=\"D\"),VLOOKUP(F50,'Component Capacity'!$C$8:$F$12,4,FALSE)*M50,IF(G50=\"W\",VLOOKUP(F50,'Component Capacity'!$C$16:$F$20,4,FALSE),\"OOPS\"))","v":1.25},0.03,0.30000000000000071,{"$f":"IF((VLOOKUP($C50,'Project Customer Details'!$B$6:$Q$1095,16,FALSE))<((VLOOKUP($C50,'Project Customer Details'!$B$6:$Q$1095,4,FALSE)*$L50)),VLOOKUP($C50,'Project Customer Details'!$B$6:$Q$1095,16,FALSE), (VLOOKUP($C50,'Project Customer Details'!$B$6:$Q$1095,4,FALSE)*$L50))","v":4.3428753514550979E-2},0,0,{"$f":"MIN(R50,S50,Summary!$D$14)","v":0},{"$f":"J50-(J50/(1+(Summary!$D$13))^(T50))","v":0}]
[null,47,"NMPA19","NMPA-019 Reconductor 1.5 miles on Madison and Cherry Lane","Distribution",12.5,"S",2007,340000,497642.86580921529,10.048515514558456,10.225663221084767,10,{"$f":"IF(OR(G51=\"S\",G51=\"D\"),VLOOKUP(F51,'Component Capacity'!$C$8:$F$12,4,FALSE)*M51,IF(G51=\"W\",VLOOKUP(F51,'Component Capacity'!$C$16:$F$20,4,FALSE),\"OOPS\"))","v":12.5},0.03,0.30000000000000071,{"$f":"IF((VLOOKUP($C51,'Project Customer Details'!$B$6:$Q$1095,16,FALSE))<((VLOOKUP($C51,'Project Customer Details'!$B$6:$Q$1095,4,FALSE)*$L51)),VLOOKUP($C51,'Project Customer Details'!$B$6:$Q$1095,16,FALSE), (VLOOKUP($C51,'Project Customer Details'!$B$6:$Q$1095,4,FALSE)*$L51))","v":4.3898359433031275E-2},0,7,{"$f":"MIN(R51,S51,Summary!$D$14)","v":0},{"$f":"J51-(J51/(1+(Summary!$D$13))^(T51))","v":0}]
[null,48,"MDRS14","MDRS-014 Build new feeder south","Distribution",12.5,"S",2007,490000,717191.18896033964,10.288297381246041,10.10073454786745,10,{"$f":"IF(OR(G52=\"S\",G52=\"D\"),VLOOKUP(F52,'Component Capacity'!$C$8:$F$12,4,FALSE)*M52,IF(G52=\"W\",VLOOKUP(F52,'Component Capacity'!$C$16:$F$20,4,FALSE),\"OOPS\"))","v":12.5},0.03,0.30000000000000071,{"$f":"IF((VLOOKUP($C52,'Project Customer Details'!$B$6:$Q$1095,16,FALSE))<((VLOOKUP($C52,'Project Customer Details'!$B$6:$Q$1095,4,FALSE)*$L52)),VLOOKUP($C52,'Project Customer Details'!$B$6:$Q$1095,16,FALSE), (VLOOKUP($C52,'Project Customer Details'!$B$6:$Q$1095,4,FALSE)*$L52))","v":2.3620446984399277E-2},0,8,{"$f":"MIN(R52,S52,Summary!$D$14)","v":0},{"$f":"J52-(J52/(1+(Summary!$D$13))^(T52))","v":0}]
[null,49,"MDRS14","Add feeder 014","Distribution",12.5,"S",2007,331846.01,485708.23359927506,10.025834461499224,10.092668520682695,10,{"$f":"IF(OR(G53=\"S\",G53=\"D\"),VLOOKUP(F53,'Component Capacity'!$C$8:$F$12,4,FALSE)*M53,IF(G53=\"W\",VLOOKUP(F53,'Component Capacity'!$C$16:$F$20,4,FALSE),\"OOPS\"))","v":12.5},0.03,0.30000000000000071,{"$f":"IF((VLOOKUP($C53,'Project Customer Details'!$B$6:$Q$1095,16,FALSE))<((VLOOKUP($C53,'Project Customer Details'!$B$6:$Q$1095,4,FALSE)*$L53)),VLOOKUP($C53,'Project Customer Details'!$B$6:$Q$1095,16,FALSE), (VLOOKUP($C53,'Project Customer Details'!$B$6:$Q$1095,4,FALSE)*$L53))","v":2.3620446984399277E-2},0,8,{"$f":"MIN(R53,S53,Summary!$D$14)","v":0},{"$f":"J53-(J53/(1+(Summary!$D$13))^(T53))","v":0}]
[null,50,"MDRS11","New MDRS-015 Feeder","Distribution",12.5,"S",2017,1200000,1362471.8387492604,11.1,11.1,10,{"$f":"IF(OR(G54=\"S\",G54=\"D\"),VLOOKUP(F54,'Component Capacity'!$C$8:$F$12,4,FALSE)*M54,IF(G54=\"W\",VLOOKUP(F54,'Component Capacity'!$C$16:$F$20,4,FALSE),\"OOPS\"))","v":12.5},2.3699999999999999E-2,"N/A",{"$f":"IF((VLOOKUP($C54,'Project Customer Details'!$B$6:$Q$1095,16,FALSE))<((VLOOKUP($C54,'Project Customer Details'!$B$6:$Q$1095,4,FALSE)*$L54)),VLOOKUP($C54,'Project Customer Details'!$B$6:$Q$1095,16,FALSE), (VLOOKUP($C54,'Project Customer Details'!$B$6:$Q$1095,4,FALSE)*$L54))","v":4.5084602061791889E-3},0,6,{"$f":"MIN(R54,S54,Summary!$D$14)","v":0},{"$f":"J54-(J54/(1+(Summary!$D$13))^(T54))","v":0}]
[null,51,"WILS13","WILS-013 RG-136 Regulator Replacement","Distribution","T","S",2007,93478.44,136820.23168521994,1.39,1.39,1.08,{"$f":"IF(OR(G55=\"S\",G55=\"D\"),VLOOKUP(F55,'Component Capacity'!$C$8:$F$12,4,FALSE)*M55,IF(G55=\"W\",VLOOKUP(F55,'Component Capacity'!$C$16:$F$20,4,FALSE),\"OOPS\"))","v":1.1020408163265307},1.7500000000000002E-2,"N/A",{"$f":"IF((VLOOKUP($C55,'Project Customer Details'!$B$6:$Q$1095,16,FALSE))<((VLOOKUP($C55,'Project Customer Details'!$B$6:$Q$1095,4,FALSE)*$L55)),VLOOKUP($C55,'Project Customer Details'!$B$6:$Q$1095,16,FALSE), (VLOOKUP($C55,'Project Customer Details'!$B$6:$Q$1095,4,FALSE)*$L55))","v":0},0,0,{"$f":"MIN(R55,S55,Summary!$D$14)","v":0},{"$f":"J55-(J55/(1+(Summary!$D$13))^(T55))","v":0}]
[null,52,"WILS11","WILS14 - Build new feeder East from Station","Distribution",12.5,"S",2022,336214,336214,12.14,12.14,10,{"$f":"IF(OR(G56=\"S\",G56=\"D\"),VLOOKUP(F56,'Component Capacity'!$C$8:$F$12,4,FALSE)*M56,IF(G56=\"W\",VLOOKUP(F56,'Component Capacity'!$C$16:$F$20,4,FALSE),\"OOPS\"))","v":12.5},7.2700000000000001E-2,"N/A",{"$f":"IF((VLOOKUP($C56,'Project Customer Details'!$B$6:$Q$1095,16,FALSE))<((VLOOKUP($C56,'Project Customer Details'!$B$6:$Q$1095,4,FALSE)*$L56)),VLOOKUP($C56,'Project Customer Details'!$B$6:$Q$1095,16,FALSE), (VLOOKUP($C56,'Project Customer Details'!$B$6:$Q$1095,4,FALSE)*$L56))","v":1.3107935517898663E-2},0,1,{"$f":"MIN(R56,S56,Summary!$D$14)","v":0},{"$f":"J56-(J56/(1+(Summary!$D$13))^(T56))","v":0}]
[null,53,"HILL14","HILL ADD 2ND METALCLAD","Distribution",12.5,"S",2007,750000,1097741.6157556218,10.256558750558877,10.020300467515789,10,{"$f":"IF(OR(G57=\"S\",G57=\"D\"),VLOOKUP(F57,'Component Capacity'!$C$8:$F$12,4,FALSE)*M57,IF(G57=\"W\",VLOOKUP(F57,'Component Capacity'!$C$16:$F$20,4,FALSE),\"OOPS\"))","v":12.5},0.03,0.30000000000000071,{"$f":"IF((VLOOKUP($C57,'Project Customer Details'!$B$6:$Q$1095,16,FALSE))<((VLOOKUP($C57,'Project Customer Details'!$B$6:$Q$1095,4,FALSE)*$L57)),VLOOKUP($C57,'Project Customer Details'!$B$6:$Q$1095,16,FALSE), (VLOOKUP($C57,'Project Customer Details'!$B$6:$Q$1095,4,FALSE)*$L57))","v":3.4290785947193252E-2},1,8,{"$f":"MIN(R57,S57,Summary!$D$14)","v":1},{"$f":"J57-(J57/(1+(Summary!$D$13))^(T57))","v":47773.547122793738}]
[null,54,"HILL14","Add feeder 016","Distribution",12.5,"S",2007,180000,263457.98778134928,10.287097997375172,10.027018012887982,10,{"$f":"IF(OR(G58=\"S\",G58=\"D\"),VLOOKUP(F58,'Component Capacity'!$C$8:$F$12,4,FALSE)*M58,IF(G58=\"W\",VLOOKUP(F58,'Component Capacity'!$C$16:$F$20,4,FALSE),\"OOPS\"))","v":12.5},0.03,0.30000000000000071,{"$f":"IF((VLOOKUP($C58,'Project Customer Details'!$B$6:$Q$1095,16,FALSE))<((VLOOKUP($C58,'Project Customer Details'!$B$6:$Q$1095,4,FALSE)*$L58)),VLOOKUP($C58,'Project Customer Details'!$B$6:$Q$1095,16,FALSE), (VLOOKUP($C58,'Project Customer Details'!$B$6:$Q$1095,4,FALSE)*$L58))","v":3.4290785947193252E-2},1,8,{"$f":"MIN(R58,S58,Summary!$D$14)","v":1},{"$f":"J58-(J58/(1+(Summary!$D$13))^(T58))","v":11465.651309470501}]
[null,55,"LNDN18","Create Tie between HILL14 and LNDN17 to offload SKWY area","Distribution",12.5,"W",2018,310050.68,343201.92802276812,12.3,12.3,10,{"$f":"IF(OR(G59=\"S\",G59=\"D\"),VLOOKUP(F59,'Component Capacity'!$C$8:$F$12,4,FALSE)*M59,IF(G59=\"W\",VLOOKUP(F59,'Component Capacity'!$C$16:$F$20,4,FALSE),\"OOPS\"))","v":1.25},1.7500000000000002E-2,"N/A",{"$f":"IF((VLOOKUP($C59,'Project Customer Details'!$B$6:$Q$1095,16,FALSE))<((VLOOKUP($C59,'Project Customer Details'!$B$6:$Q$1095,4,FALSE)*$L59)),VLOOKUP($C59,'Project Customer Details'!$B$6:$Q$1095,16,FALSE), (VLOOKUP($C59,'Project Customer Details'!$B$6:$Q$1095,4,FALSE)*$L59))","v":0},0,0,{"$f":"MIN(R59,S59,Summary!$D$14)","v":0},{"$f":"J59-(J59/(1+(Summary!$D$13))^(T59))","v":0}]
[null,56,"HILL12","Station work for HILL 17 (customer project)","Distribution",12.5,"S",2021,186000,190784.11065581275,10.79,10.79,10,{"$f":"IF(OR(G60=\"S\",G60=\"D\"),VLOOKUP(F60,'Component Capacity'!$C$8:$F$12,4,FALSE)*M60,IF(G60=\"W\",VLOOKUP(F60,'Component Capacity'!$C$16:$F$20,4,FALSE),\"OOPS\"))","v":12.5},9.3100000000000002E-2,"N/A",{"$f":"IF((VLOOKUP($C60,'Project Customer Details'!$B$6:$Q$1095,16,FALSE))<((VLOOKUP($C60,'Project Customer Details'!$B$6:$Q$1095,4,FALSE)*$L60)),VLOOKUP($C60,'Project Customer Details'!$B$6:$Q$1095,16,FALSE), (VLOOKUP($C60,'Project Customer Details'!$B$6:$Q$1095,4,FALSE)*$L60))","v":1.727338893020704E-2},0,2,{"$f":"MIN(R60,S60,Summary!$D$14)","v":0},{"$f":"J60-(J60/(1+(Summary!$D$13))^(T60))","v":0}]
[null,57,"LCST42","Add T132 138-34.5 kV 30 MVA","Distribution",34.5,"S",2007,500000,731827.74383708125,20.16454148800463,20.331211552961015,20,{"$f":"IF(OR(G61=\"S\",G61=\"D\"),VLOOKUP(F61,'Component Capacity'!$C$8:$F$12,4,FALSE)*M61,IF(G61=\"W\",VLOOKUP(F61,'Component Capacity'!$C$16:$F$20,4,FALSE),\"OOPS\"))","v":25},0.03,0.60000000000000142,{"$f":"IF((VLOOKUP($C61,'Project Customer Details'!$B$6:$Q$1095,16,FALSE))<((VLOOKUP($C61,'Project Customer Details'!$B$6:$Q$1095,4,FALSE)*$L61)),VLOOKUP($C61,'Project Customer Details'!$B$6:$Q$1095,16,FALSE), (VLOOKUP($C61,'Project Customer Details'!$B$6:$Q$1095,4,FALSE)*$L61))","v":7.670151425992173E-3},0,7,{"$f":"MIN(R61,S61,Summary!$D$14)","v":0},{"$f":"J61-(J61/(1+(Summary!$D$13))^(T61))","v":0}]
[null,58,"LCST41","Add 30 MVA 138-34.5 kV T132 and 041 and 042 breakers for feeder 041.","Distribution",34.5,"S",2007,150000,219548.32315112438,20.586822544825885,20.17635887073175,20,{"$f":"IF(OR(G62=\"S\",G62=\"D\"),VLOOKUP(F62,'Component Capacity'!$C$8:$F$12,4,FALSE)*M62,IF(G62=\"W\",VLOOKUP(F62,'Component Capacity'!$C$16:$F$20,4,FALSE),\"OOPS\"))","v":25},0.03,0.60000000000000142,{"$f":"IF((VLOOKUP($C62,'Project Customer Details'!$B$6:$Q$1095,16,FALSE))<((VLOOKUP($C62,'Project Customer Details'!$B$6:$Q$1095,4,FALSE)*$L62)),VLOOKUP($C62,'Project Customer Details'!$B$6:$Q$1095,16,FALSE), (VLOOKUP($C62,'Project Customer Details'!$B$6:$Q$1095,4,FALSE)*$L62))","v":2.4926951454349651E-2},0,8,{"$f":"MIN(R62,S62,Summary!$D$14)","v":0},{"$f":"J62-(J62/(1+(Summary!$D$13))^(T62))","v":0}]
[null,59,"GARY14","Add JPLN-014 to relieve EAGL-012 and GARY-014","Distribution",12.5,"S",2009,650000,904260.80456893134,10.220985494865477,10.150180072363725,10,{"$f":"IF(OR(G63=\"S\",G63=\"D\"),VLOOKUP(F63,'Component Capacity'!$C$8:$F$12,4,FALSE)*M63,IF(G63=\"W\",VLOOKUP(F63,'Component Capacity'!$C$16:$F$20,4,FALSE),\"OOPS\"))","v":12.5},0.03,0.30000000000000071,{"$f":"IF((VLOOKUP($C63,'Project Customer Details'!$B$6:$Q$1095,16,FALSE))<((VLOOKUP($C63,'Project Customer Details'!$B$6:$Q$1095,4,FALSE)*$L63)),VLOOKUP($C63,'Project Customer Details'!$B$6:$Q$1095,16,FALSE), (VLOOKUP($C63,'Project Customer Details'!$B$6:$Q$1095,4,FALSE)*$L63))","v":1.8799582599238487E-2},0,8,{"$f":"MIN(R63,S63,Summary!$D$14)","v":0},{"$f":"J63-(J63/(1+(Summary!$D$13))^(T63))","v":0}]
[null,60,"NYSA12","ADRN-011,012 CREAT NEW FEEDERS, RECONFIGURE NYSA","Distribution",12.5,"S",2007,250000,365913.87191854062,10.086114390908104,10.28800914693233,10,{"$f":"IF(OR(G64=\"S\",G64=\"D\"),VLOOKUP(F64,'Component Capacity'!$C$8:$F$12,4,FALSE)*M64,IF(G64=\"W\",VLOOKUP(F64,'Component Capacity'!$C$16:$F$20,4,FALSE),\"OOPS\"))","v":12.5},0.03,0.30000000000000071,{"$f":"IF((VLOOKUP($C64,'Project Customer Details'!$B$6:$Q$1095,16,FALSE))<((VLOOKUP($C64,'Project Customer Details'!$B$6:$Q$1095,4,FALSE)*$L64)),VLOOKUP($C64,'Project Customer Details'!$B$6:$Q$1095,16,FALSE), (VLOOKUP($C64,'Project Customer Details'!$B$6:$Q$1095,4,FALSE)*$L64))","v":0},0,7,{"$f":"MIN(R64,S64,Summary!$D$14)","v":0},{"$f":"J64-(J64/(1+(Summary!$D$13))^(T64))","v":0}]
[null,61,"NYSA12","NYSA12 Transfer to NYSA14 Snake River Crossing, Phase One of Two","Distribution",12.5,"S",2019,262957,283773.93956719205,11.6,11.6,10,{"$f":"IF(OR(G65=\"S\",G65=\"D\"),VLOOKUP(F65,'Component Capacity'!$C$8:$F$12,4,FALSE)*M65,IF(G65=\"W\",VLOOKUP(F65,'Component Capacity'!$C$16:$F$20,4,FALSE),\"OOPS\"))","v":12.5},1.0699999999999999E-2,"N/A",{"$f":"IF((VLOOKUP($C65,'Project Customer Details'!$B$6:$Q$1095,16,FALSE))<((VLOOKUP($C65,'Project Customer Details'!$B$6:$Q$1095,4,FALSE)*$L65)),VLOOKUP($C65,'Project Customer Details'!$B$6:$Q$1095,16,FALSE), (VLOOKUP($C65,'Project Customer Details'!$B$6:$Q$1095,4,FALSE)*$L65))","v":0},0,8,{"$f":"MIN(R65,S65,Summary!$D$14)","v":0},{"$f":"J65-(J65/(1+(Summary!$D$13))^(T65))","v":0}]
[null,62,"NYSA13","ADRN,NULL, BUILD NEW SUB IN CENTER OF NYSA-013","Distribution",12.5,"S",2009,880000,1224230.0123394763,10.072711317292848,10.206905280664882,10,{"$f":"IF(OR(G66=\"S\",G66=\"D\"),VLOOKUP(F66,'Component Capacity'!$C$8:$F$12,4,FALSE)*M66,IF(G66=\"W\",VLOOKUP(F66,'Component Capacity'!$C$16:$F$20,4,FALSE),\"OOPS\"))","v":12.5},0.03,0.30000000000000071,{"$f":"IF((VLOOKUP($C66,'Project Customer Details'!$B$6:$Q$1095,16,FALSE))<((VLOOKUP($C66,'Project Customer Details'!$B$6:$Q$1095,4,FALSE)*$L66)),VLOOKUP($C66,'Project Customer Details'!$B$6:$Q$1095,16,FALSE), (VLOOKUP($C66,'Project Customer Details'!$B$6:$Q$1095,4,FALSE)*$L66))","v":5.7588712008663872E-5},0,7,{"$f":"MIN(R66,S66,Summary!$D$14)","v":0},{"$f":"J66-(J66/(1+(Summary!$D$13))^(T66))","v":0}]
[null,63,"STAR12","S Star Build 138-13 kV substation","Distribution",12.5,"S",2012,331846.01,427788.57055436971,10.055704701071022,10.24513861183282,10,{"$f":"IF(OR(G67=\"S\",G67=\"D\"),VLOOKUP(F67,'Component Capacity'!$C$8:$F$12,4,FALSE)*M67,IF(G67=\"W\",VLOOKUP(F67,'Component Capacity'!$C$16:$F$20,4,FALSE),\"OOPS\"))","v":12.5},0.03,0.30000000000000071,{"$f":"IF((VLOOKUP($C67,'Project Customer Details'!$B$6:$Q$1095,16,FALSE))<((VLOOKUP($C67,'Project Customer Details'!$B$6:$Q$1095,4,FALSE)*$L67)),VLOOKUP($C67,'Project Customer Details'!$B$6:$Q$1095,16,FALSE), (VLOOKUP($C67,'Project Customer Details'!$B$6:$Q$1095,4,FALSE)*$L67))","v":2.0761145287768613E-4},0,7,{"$f":"MIN(R67,S67,Summary!$D$14)","v":0},{"$f":"J67-(J67/(1+(Summary!$D$13))^(T67))","v":0}]
[null,64,"ETGT16","NE Twin Falls Substation - Purchase Land ","Distribution",12.5,"S",2019,209433.9,226013.69380515194,10.26,10.26,10,{"$f":"IF(OR(G68=\"S\",G68=\"D\"),VLOOKUP(F68,'Component Capacity'!$C$8:$F$12,4,FALSE)*M68,IF(G68=\"W\",VLOOKUP(F68,'Component Capacity'!$C$16:$F$20,4,FALSE),\"OOPS\"))","v":12.5},2.35E-2,"N/A",{"$f":"IF((VLOOKUP($C68,'Project Customer Details'!$B$6:$Q$1095,16,FALSE))<((VLOOKUP($C68,'Project Customer Details'!$B$6:$Q$1095,4,FALSE)*$L68)),VLOOKUP($C68,'Project Customer Details'!$B$6:$Q$1095,16,FALSE), (VLOOKUP($C68,'Project Customer Details'!$B$6:$Q$1095,4,FALSE)*$L68))","v":2.8423677094571748E-2},0,9,{"$f":"MIN(R68,S68,Summary!$D$14)","v":0},{"$f":"J68-(J68/(1+(Summary!$D$13))^(T68))","v":0}]
[null,65,"MORA42","Kuna Mora Road Substation","Distribution",34.5,"S",2026,3258000,3258000,31.24,31.24,20,{"$f":"IF(OR(G69=\"S\",G69=\"D\"),VLOOKUP(F69,'Component Capacity'!$C$8:$F$12,4,FALSE)*M69,IF(G69=\"W\",VLOOKUP(F69,'Component Capacity'!$C$16:$F$20,4,FALSE),\"OOPS\"))","v":25},1.03E-2,"N/A",{"$f":"IF((VLOOKUP($C69,'Project Customer Details'!$B$6:$Q$1095,16,FALSE))<((VLOOKUP($C69,'Project Customer Details'!$B$6:$Q$1095,4,FALSE)*$L69)),VLOOKUP($C69,'Project Customer Details'!$B$6:$Q$1095,16,FALSE), (VLOOKUP($C69,'Project Customer Details'!$B$6:$Q$1095,4,FALSE)*$L69))","v":6.7065565887242648E-2},{"$f":"IF((L69-Q69)<M69,CEILING(LN((M69+Q69)/L69)/LN(1+O69),1),0)","v":0},0,{"$f":"MIN(R69,S69,Summary!$D$14)","v":0},{"$f":"J69-(J69/(1+(Summary!$D$13))^(T69))","v":0}]
[null,66,"ETGT16","NE Twin Falls New Substation","Distribution",12.5,"S",2026,2644000,2644000,10.01,10.01,10,{"$f":"IF(OR(G70=\"S\",G70=\"D\"),VLOOKUP(F70,'Component Capacity'!$C$8:$F$12,4,FALSE)*M70,IF(G70=\"W\",VLOOKUP(F70,'Component Capacity'!$C$16:$F$20,4,FALSE),\"OOPS\"))","v":12.5},2.7799999999999998E-2,"N/A",{"$f":"IF((VLOOKUP($C70,'Project Customer Details'!$B$6:$Q$1095,16,FALSE))<((VLOOKUP($C70,'Project Customer Details'!$B$6:$Q$1095,4,FALSE)*$L70)),VLOOKUP($C70,'Project Customer Details'!$B$6:$Q$1095,16,FALSE), (VLOOKUP($C70,'Project Customer Details'!$B$6:$Q$1095,4,FALSE)*$L70))","v":2.8423677094571748E-2},1,{"$f":"IF(L70<N70,CEILING(LN((N70)/L70)/LN(1+O70),1),0)","v":9},{"$f":"MIN(R70,S70,Summary!$D$14)","v":1},{"$f":"J70-(J70/(1+(Summary!$D$13))^(T70))","v":115066.47537063621}]
[null,67,"CDWL16","System Growth - Caldwell New Substation near Farmway and Hwy 20","Distribution",12.5,"S",2026,4550000,4550000,19.46,19.46,10,{"$f":"IF(OR(G71=\"S\",G71=\"D\"),VLOOKUP(F71,'Component Capacity'!$C$8:$F$12,4,FALSE)*M71,IF(G71=\"W\",VLOOKUP(F71,'Component Capacity'!$C$16:$F$20,4,FALSE),\"OOPS\"))","v":12.5},2.6499999999999999E-2,"N/A",{"$f":"IF((VLOOKUP($C71,'Project Customer Details'!$B$6:$Q$1095,16,FALSE))<((VLOOKUP($C71,'Project Customer Details'!$B$6:$Q$1095,4,FALSE)*$L71)),VLOOKUP($C71,'Project Customer Details'!$B$6:$Q$1095,16,FALSE), (VLOOKUP($C71,'Project Customer Details'!$B$6:$Q$1095,4,FALSE)*$L71))","v":0},0,0,{"$f":"MIN(R71,S71,Summary!$D$14)","v":0},{"$f":"J71-(J71/(1+(Summary!$D$13))^(T71))","v":0}]
[null,68,"NMPA20","New Northside Substation ","Distribution",34.5,"S",2026,6080000,6080000,20.65,20.65,20,{"$f":"IF(OR(G72=\"S\",G72=\"D\"),VLOOKUP(F72,'Component Capacity'!$C$8:$F$12,4,FALSE)*M72,IF(G72=\"W\",VLOOKUP(F72,'Component Capacity'!$C$16:$F$20,4,FALSE),\"OOPS\"))","v":25},0.1404,"N/A",{"$f":"IF((VLOOKUP($C72,'Project Customer Details'!$B$6:$Q$1095,16,FALSE))<((VLOOKUP($C72,'Project Customer Details'!$B$6:$Q$1095,4,FALSE)*$L72)),VLOOKUP($C72,'Project Customer Details'!$B$6:$Q$1095,16,FALSE), (VLOOKUP($C72,'Project Customer Details'!$B$6:$Q$1095,4,FALSE)*$L72))","v":3.1135249094867135E-2},0,2,{"$f":"MIN(R72,S72,Summary!$D$14)","v":0},{"$f":"J72-(J72/(1+(Summary!$D$13))^(T72))","v":0}]
[null,69,"CDWL17","New Substation near Greenleaf","Distribution",12.5,"S",2025,5138870,5138870,10.39,10.39,10,{"$f":"IF(OR(G73=\"S\",G73=\"D\"),VLOOKUP(F73,'Component Capacity'!$C$8:$F$12,4,FALSE)*M73,IF(G73=\"W\",VLOOKUP(F73,'Component Capacity'!$C$16:$F$20,4,FALSE),\"OOPS\"))","v":12.5},3.0200000000000001E-2,"N/A",{"$f":"IF((VLOOKUP($C73,'Project Customer Details'!$B$6:$Q$1095,16,FALSE))<((VLOOKUP($C73,'Project Customer Details'!$B$6:$Q$1095,4,FALSE)*$L73)),VLOOKUP($C73,'Project Customer Details'!$B$6:$Q$1095,16,FALSE), (VLOOKUP($C73,'Project Customer Details'!$B$6:$Q$1095,4,FALSE)*$L73))","v":0},0,7,{"$f":"MIN(R73,S73,Summary!$D$14)","v":0},{"$f":"J73-(J73/(1+(Summary!$D$13))^(T73))","v":0}]
[null,70,"CHUT13","HPVY-011 NEW FEEDER NORTH ON HAPPY VALLEY RD","Distribution",12.5,"S",2007,200000,292731.09753483249,10.132396821629655,10.190737909962184,10,{"$f":"IF(OR(G74=\"S\",G74=\"D\"),VLOOKUP(F74,'Component Capacity'!$C$8:$F$12,4,FALSE)*M74,IF(G74=\"W\",VLOOKUP(F74,'Component Capacity'!$C$16:$F$20,4,FALSE),\"OOPS\"))","v":12.5},0.03,0.30000000000000071,{"$f":"IF((VLOOKUP($C74,'Project Customer Details'!$B$6:$Q$1095,16,FALSE))<((VLOOKUP($C74,'Project Customer Details'!$B$6:$Q$1095,4,FALSE)*$L74)),VLOOKUP($C74,'Project Customer Details'!$B$6:$Q$1095,16,FALSE), (VLOOKUP($C74,'Project Customer Details'!$B$6:$Q$1095,4,FALSE)*$L74))","v":3.710051412668198E-3},0,7,{"$f":"MIN(R74,S74,Summary!$D$14)","v":0},{"$f":"J74-(J74/(1+(Summary!$D$13))^(T74))","v":0}]
[null,71,"BOMT42","HPVY-012 NEW FEEDER EAST ON GREENHURST & RAILROAD ST.","Distribution",34.5,"S",2007,280000,409823.53654876549,20.551113986197652,20.20904140689747,20,{"$f":"IF(OR(G75=\"S\",G75=\"D\"),VLOOKUP(F75,'Component Capacity'!$C$8:$F$12,4,FALSE)*M75,IF(G75=\"W\",VLOOKUP(F75,'Component Capacity'!$C$16:$F$20,4,FALSE),\"OOPS\"))","v":25},0.03,0.60000000000000142,{"$f":"IF((VLOOKUP($C75,'Project Customer Details'!$B$6:$Q$1095,16,FALSE))<((VLOOKUP($C75,'Project Customer Details'!$B$6:$Q$1095,4,FALSE)*$L75)),VLOOKUP($C75,'Project Customer Details'!$B$6:$Q$1095,16,FALSE), (VLOOKUP($C75,'Project Customer Details'!$B$6:$Q$1095,4,FALSE)*$L75))","v":2.3747175596715961E-3},0,8,{"$f":"MIN(R75,S75,Summary!$D$14)","v":0},{"$f":"J75-(J75/(1+(Summary!$D$13))^(T75))","v":0}]
[null,72,"CHUT13","HPVY-013 NEW FEEDER SOUTH ON HAPPY VALLEY ROAD","Distribution",12.5,"S",2007,470000,687918.07920685643,10.183600618717355,10.096793803521422,10,{"$f":"IF(OR(G76=\"S\",G76=\"D\"),VLOOKUP(F76,'Component Capacity'!$C$8:$F$12,4,FALSE)*M76,IF(G76=\"W\",VLOOKUP(F76,'Component Capacity'!$C$16:$F$20,4,FALSE),\"OOPS\"))","v":12.5},0.03,0.30000000000000071,{"$f":"IF((VLOOKUP($C76,'Project Customer Details'!$B$6:$Q$1095,16,FALSE))<((VLOOKUP($C76,'Project Customer Details'!$B$6:$Q$1095,4,FALSE)*$L76)),VLOOKUP($C76,'Project Customer Details'!$B$6:$Q$1095,16,FALSE), (VLOOKUP($C76,'Project Customer Details'!$B$6:$Q$1095,4,FALSE)*$L76))","v":3.710051412668198E-3},0,8,{"$f":"MIN(R76,S76,Summary!$D$14)","v":0},{"$f":"J76-(J76/(1+(Summary!$D$13))^(T76))","v":0}]
[null,73,"CHUT18","HPVY NEW SUBSTATION 138-12.5KV 30MVA","Distribution",12.5,"S",2008,1300000,1855038.6387160567,10.205826997876388,10.212202527992837,10,{"$f":"IF(OR(G77=\"S\",G77=\"D\"),VLOOKUP(F77,'Component Capacity'!$C$8:$F$12,4,FALSE)*M77,IF(G77=\"W\",VLOOKUP(F77,'Component Capacity'!$C$16:$F$20,4,FALSE),\"OOPS\"))","v":12.5},0.03,0.30000000000000071,{"$f":"IF((VLOOKUP($C77,'Project Customer Details'!$B$6:$Q$1095,16,FALSE))<((VLOOKUP($C77,'Project Customer Details'!$B$6:$Q$1095,4,FALSE)*$L77)),VLOOKUP($C77,'Project Customer Details'!$B$6:$Q$1095,16,FALSE), (VLOOKUP($C77,'Project Customer Details'!$B$6:$Q$1095,4,FALSE)*$L77))","v":9.5875244823719116E-3},0,7,{"$f":"MIN(R77,S77,Summary!$D$14)","v":0},{"$f":"J77-(J77/(1+(Summary!$D$13))^(T77))","v":0}]
[null,74,"CDAL18","CDAL-011 TIES AT VICTORY AND EAGLE ROADS","Distribution",12.5,"S",2007,120000,175638.65852089951,10.265742517278092,10.266903905223284,10,{"$f":"IF(OR(G78=\"S\",G78=\"D\"),VLOOKUP(F78,'Component Capacity'!$C$8:$F$12,4,FALSE)*M78,IF(G78=\"W\",VLOOKUP(F78,'Component Capacity'!$C$16:$F$20,4,FALSE),\"OOPS\"))","v":12.5},0.03,0.30000000000000071,{"$f":"IF((VLOOKUP($C78,'Project Customer Details'!$B$6:$Q$1095,16,FALSE))<((VLOOKUP($C78,'Project Customer Details'!$B$6:$Q$1095,4,FALSE)*$L78)),VLOOKUP($C78,'Project Customer Details'!$B$6:$Q$1095,16,FALSE), (VLOOKUP($C78,'Project Customer Details'!$B$6:$Q$1095,4,FALSE)*$L78))","v":2.1001330904710281E-2},0,7,{"$f":"MIN(R78,S78,Summary!$D$14)","v":0},{"$f":"J78-(J78/(1+(Summary!$D$13))^(T78))","v":0}]
[null,75,"CNCL12","CNCL-CMBG 69, XMSN RBLD WITH CNCL-012, PART 2 OF 3","Distribution",12.5,"S",2007,350000,512279.42068595689,10.102985954941122,10.147884593706005,10,{"$f":"IF(OR(G79=\"S\",G79=\"D\"),VLOOKUP(F79,'Component Capacity'!$C$8:$F$12,4,FALSE)*M79,IF(G79=\"W\",VLOOKUP(F79,'Component Capacity'!$C$16:$F$20,4,FALSE),\"OOPS\"))","v":12.5},0.03,0.30000000000000071,{"$f":"IF((VLOOKUP($C79,'Project Customer Details'!$B$6:$Q$1095,16,FALSE))<((VLOOKUP($C79,'Project Customer Details'!$B$6:$Q$1095,4,FALSE)*$L79)),VLOOKUP($C79,'Project Customer Details'!$B$6:$Q$1095,16,FALSE), (VLOOKUP($C79,'Project Customer Details'!$B$6:$Q$1095,4,FALSE)*$L79))","v":0},0,8,{"$f":"MIN(R79,S79,Summary!$D$14)","v":0},{"$f":"J79-(J79/(1+(Summary!$D$13))^(T79))","v":0}]
[null,76,"LCST41","CDAL-013 Substation work for feeder North","Distribution",34.5,"S",2007,95000,139047.27132904544,20.521263465398381,20.476314725021272,20,{"$f":"IF(OR(G80=\"S\",G80=\"D\"),VLOOKUP(F80,'Component Capacity'!$C$8:$F$12,4,FALSE)*M80,IF(G80=\"W\",VLOOKUP(F80,'Component Capacity'!$C$16:$F$20,4,FALSE),\"OOPS\"))","v":25},0.03,0.60000000000000142,{"$f":"IF((VLOOKUP($C80,'Project Customer Details'!$B$6:$Q$1095,16,FALSE))<((VLOOKUP($C80,'Project Customer Details'!$B$6:$Q$1095,4,FALSE)*$L80)),VLOOKUP($C80,'Project Customer Details'!$B$6:$Q$1095,16,FALSE), (VLOOKUP($C80,'Project Customer Details'!$B$6:$Q$1095,4,FALSE)*$L80))","v":2.4926951454349651E-2},0,7,{"$f":"MIN(R80,S80,Summary!$D$14)","v":0},{"$f":"J80-(J80/(1+(Summary!$D$13))^(T80))","v":0}]
[null,77,"CDAL16","CDAL-016, RECONDUCTOR 2/0 ON EAGLE RD SOUTH OF FRANKLIN","Distribution","C","S",2008,140000,199773.39186172921,8.08,8.08,7.91,{"$f":"IF(OR(G81=\"S\",G81=\"D\"),VLOOKUP(F81,'Component Capacity'!$C$8:$F$12,4,FALSE)*M81,IF(G81=\"W\",VLOOKUP(F81,'Component Capacity'!$C$16:$F$20,4,FALSE),\"OOPS\"))","v":8.7888888888888896},1.7500000000000002E-2,"N/A",{"$f":"IF((VLOOKUP($C81,'Project Customer Details'!$B$6:$Q$1095,16,FALSE))<((VLOOKUP($C81,'Project Customer Details'!$B$6:$Q$1095,4,FALSE)*$L81)),VLOOKUP($C81,'Project Customer Details'!$B$6:$Q$1095,16,FALSE), (VLOOKUP($C81,'Project Customer Details'!$B$6:$Q$1095,4,FALSE)*$L81))","v":1.7289549873369305E-2},0,5,{"$f":"MIN(R81,S81,Summary!$D$14)","v":0},{"$f":"J81-(J81/(1+(Summary!$D$13))^(T81))","v":0}]
[null,78,"CDAL12","CDAL-012 REROUTE FEEDER TO SERVE FIVE MILE AREA","Distribution",12.5,"S",2008,20000,28539.055980247027,10.040098949727275,10.041504247257567,10,{"$f":"IF(OR(G82=\"S\",G82=\"D\"),VLOOKUP(F82,'Component Capacity'!$C$8:$F$12,4,FALSE)*M82,IF(G82=\"W\",VLOOKUP(F82,'Component Capacity'!$C$16:$F$20,4,FALSE),\"OOPS\"))","v":12.5},0.03,0.30000000000000071,{"$f":"IF((VLOOKUP($C82,'Project Customer Details'!$B$6:$Q$1095,16,FALSE))<((VLOOKUP($C82,'Project Customer Details'!$B$6:$Q$1095,4,FALSE)*$L82)),VLOOKUP($C82,'Project Customer Details'!$B$6:$Q$1095,16,FALSE), (VLOOKUP($C82,'Project Customer Details'!$B$6:$Q$1095,4,FALSE)*$L82))","v":3.1624111452245307E-2},0,8,{"$f":"MIN(R82,S82,Summary!$D$14)","v":0},{"$f":"J82-(J82/(1+(Summary!$D$13))^(T82))","v":0}]
[null,79,"CDAL17","CDAL-017 REROUTE FEEDER NORTH","Distribution",12.5,"S",2008,150000,214042.9198518527,10.173046865079598,10.097150309230187,10,{"$f":"IF(OR(G83=\"S\",G83=\"D\"),VLOOKUP(F83,'Component Capacity'!$C$8:$F$12,4,FALSE)*M83,IF(G83=\"W\",VLOOKUP(F83,'Component Capacity'!$C$16:$F$20,4,FALSE),\"OOPS\"))","v":12.5},0.03,0.30000000000000071,{"$f":"IF((VLOOKUP($C83,'Project Customer Details'!$B$6:$Q$1095,16,FALSE))<((VLOOKUP($C83,'Project Customer Details'!$B$6:$Q$1095,4,FALSE)*$L83)),VLOOKUP($C83,'Project Customer Details'!$B$6:$Q$1095,16,FALSE), (VLOOKUP($C83,'Project Customer Details'!$B$6:$Q$1095,4,FALSE)*$L83))","v":2.5994610428024294E-2},0,8,{"$f":"MIN(R83,S83,Summary!$D$14)","v":0},{"$f":"J83-(J83/(1+(Summary!$D$13))^(T83))","v":0}]
[null,80,"LCST41","CDAL-013 Transmission underbuilt","Distribution",34.5,"S",2008,570000,813363.09543704032,20.572070810027391,20.220110805234473,20,{"$f":"IF(OR(G84=\"S\",G84=\"D\"),VLOOKUP(F84,'Component Capacity'!$C$8:$F$12,4,FALSE)*M84,IF(G84=\"W\",VLOOKUP(F84,'Component Capacity'!$C$16:$F$20,4,FALSE),\"OOPS\"))","v":25},0.03,0.60000000000000142,{"$f":"IF((VLOOKUP($C84,'Project Customer Details'!$B$6:$Q$1095,16,FALSE))<((VLOOKUP($C84,'Project Customer Details'!$B$6:$Q$1095,4,FALSE)*$L84)),VLOOKUP($C84,'Project Customer Details'!$B$6:$Q$1095,16,FALSE), (VLOOKUP($C84,'Project Customer Details'!$B$6:$Q$1095,4,FALSE)*$L84))","v":2.4926951454349651E-2},0,8,{"$f":"MIN(R84,S84,Summary!$D$14)","v":0},{"$f":"J84-(J84/(1+(Summary!$D$13))^(T84))","v":0}]
[null,81,"TNML13","TNML - Add New TNML-15 Feeder","Distribution",12.5,"S",2015,479583.74,572887.37820511637,10.6,10.6,10,{"$f":"IF(OR(G85=\"S\",G85=\"D\"),VLOOKUP(F85,'Component Capacity'!$C$8:$F$12,4,FALSE)*M85,IF(G85=\"W\",VLOOKUP(F85,'Component Capacity'!$C$16:$F$20,4,FALSE),\"OOPS\"))","v":12.5},1.7500000000000002E-2,"N/A",{"$f":"IF((VLOOKUP($C85,'Project Customer Details'!$B$6:$Q$1095,16,FALSE))<((VLOOKUP($C85,'Project Customer Details'!$B$6:$Q$1095,4,FALSE)*$L85)),VLOOKUP($C85,'Project Customer Details'!$B$6:$Q$1095,16,FALSE), (VLOOKUP($C85,'Project Customer Details'!$B$6:$Q$1095,4,FALSE)*$L85))","v":1.7978298769441053E-2},0,10,{"$f":"MIN(R85,S85,Summary!$D$14)","v":0},{"$f":"J85-(J85/(1+(Summary!$D$13))^(T85))","v":0}]
[null,82,"TNML11","Install Second MetalClad at TNML","Distribution",12.5,"S",2016,2241289.02,2610197.7423075656,10.199999999999999,10.199999999999999,10,{"$f":"IF(OR(G86=\"S\",G86=\"D\"),VLOOKUP(F86,'Component Capacity'!$C$8:$F$12,4,FALSE)*M86,IF(G86=\"W\",VLOOKUP(F86,'Component Capacity'!$C$16:$F$20,4,FALSE),\"OOPS\"))","v":12.5},0.05,"N/A",{"$f":"IF((VLOOKUP($C86,'Project Customer Details'!$B$6:$Q$1095,16,FALSE))<((VLOOKUP($C86,'Project Customer Details'!$B$6:$Q$1095,4,FALSE)*$L86)),VLOOKUP($C86,'Project Customer Details'!$B$6:$Q$1095,16,FALSE), (VLOOKUP($C86,'Project Customer Details'!$B$6:$Q$1095,4,FALSE)*$L86))","v":2.2856254474304769E-2},0,5,{"$f":"MIN(R86,S86,Summary!$D$14)","v":0},{"$f":"J86-(J86/(1+(Summary!$D$13))^(T86))","v":0}]
[null,83,"TNML11","TNML - Add New TNML-16 Feeder","Distribution",12.5,"S",2016,140203.13,163280.09914154405,10.199999999999999,10.199999999999999,10,{"$f":"IF(OR(G87=\"S\",G87=\"D\"),VLOOKUP(F87,'Component Capacity'!$C$8:$F$12,4,FALSE)*M87,IF(G87=\"W\",VLOOKUP(F87,'Component Capacity'!$C$16:$F$20,4,FALSE),\"OOPS\"))","v":12.5},0.05,"N/A",{"$f":"IF((VLOOKUP($C87,'Project Customer Details'!$B$6:$Q$1095,16,FALSE))<((VLOOKUP($C87,'Project Customer Details'!$B$6:$Q$1095,4,FALSE)*$L87)),VLOOKUP($C87,'Project Customer Details'!$B$6:$Q$1095,16,FALSE), (VLOOKUP($C87,'Project Customer Details'!$B$6:$Q$1095,4,FALSE)*$L87))","v":2.2856254474304769E-2},0,5,{"$f":"MIN(R87,S87,Summary!$D$14)","v":0},{"$f":"J87-(J87/(1+(Summary!$D$13))^(T87))","v":0}]
[null,84,"TNML14","TNML - Add New TNML-17 Feeder","Distribution",12.5,"S",2017,398210.04,452124.97117268044,12.6,12.6,10,{"$f":"IF(OR(G88=\"S\",G88=\"D\"),VLOOKUP(F88,'Component Capacity'!$C$8:$F$12,4,FALSE)*M88,IF(G88=\"W\",VLOOKUP(F88,'Component Capacity'!$C$16:$F$20,4,FALSE),\"OOPS\"))","v":12.5},0.3,"N/A",{"$f":"IF((VLOOKUP($C88,'Project Customer Details'!$B$6:$Q$1095,16,FALSE))<((VLOOKUP($C88,'Project Customer Details'!$B$6:$Q$1095,4,FALSE)*$L88)),VLOOKUP($C88,'Project Customer Details'!$B$6:$Q$1095,16,FALSE), (VLOOKUP($C88,'Project Customer Details'!$B$6:$Q$1095,4,FALSE)*$L88))","v":3.1704222584135279E-2},0,0,{"$f":"MIN(R88,S88,Summary!$D$14)","v":0},{"$f":"J88-(J88/(1+(Summary!$D$13))^(T88))","v":0}]
[null,85,"TFSN13","POLN - NWTF INSTALL NEW 138 KV LINE","Distribution",12.5,"S",2007,1765000,2583351.935744897,10.23373461906654,10.4,10,{"$f":"IF(OR(G89=\"S\",G89=\"D\"),VLOOKUP(F89,'Component Capacity'!$C$8:$F$12,4,FALSE)*M89,IF(G89=\"W\",VLOOKUP(F89,'Component Capacity'!$C$16:$F$20,4,FALSE),\"OOPS\"))","v":12.5},0.03,0.30000000000000071,{"$f":"IF((VLOOKUP($C89,'Project Customer Details'!$B$6:$Q$1095,16,FALSE))<((VLOOKUP($C89,'Project Customer Details'!$B$6:$Q$1095,4,FALSE)*$L89)),VLOOKUP($C89,'Project Customer Details'!$B$6:$Q$1095,16,FALSE), (VLOOKUP($C89,'Project Customer Details'!$B$6:$Q$1095,4,FALSE)*$L89))","v":1.8998977402010293E-2},0,7,{"$f":"MIN(R89,S89,Summary!$D$14)","v":0},{"$f":"J89-(J89/(1+(Summary!$D$13))^(T89))","v":0}]
[null,86,"CHUT14","Acquire 138 kV line ROW for new Lakeshore substation","Distribution",12.5,"S",2008,270000,385277.25573333487,10.203644632497422,10.156881848453331,10,{"$f":"IF(OR(G90=\"S\",G90=\"D\"),VLOOKUP(F90,'Component Capacity'!$C$8:$F$12,4,FALSE)*M90,IF(G90=\"W\",VLOOKUP(F90,'Component Capacity'!$C$16:$F$20,4,FALSE),\"OOPS\"))","v":12.5},0.03,0.30000000000000071,{"$f":"IF((VLOOKUP($C90,'Project Customer Details'!$B$6:$Q$1095,16,FALSE))<((VLOOKUP($C90,'Project Customer Details'!$B$6:$Q$1095,4,FALSE)*$L90)),VLOOKUP($C90,'Project Customer Details'!$B$6:$Q$1095,16,FALSE), (VLOOKUP($C90,'Project Customer Details'!$B$6:$Q$1095,4,FALSE)*$L90))","v":7.4896805361448148E-4},0,8,{"$f":"MIN(R90,S90,Summary!$D$14)","v":0},{"$f":"J90-(J90/(1+(Summary!$D$13))^(T90))","v":0}]
[null,87,"NMPA20","CADA Build 138 kV line to new station","Distribution",12.5,"S",2017,450000,510926.93953097268,10.54,10.54,10,{"$f":"IF(OR(G91=\"S\",G91=\"D\"),VLOOKUP(F91,'Component Capacity'!$C$8:$F$12,4,FALSE)*M91,IF(G91=\"W\",VLOOKUP(F91,'Component Capacity'!$C$16:$F$20,4,FALSE),\"OOPS\"))","v":12.5},3.4000000000000002E-2,"N/A",{"$f":"IF((VLOOKUP($C91,'Project Customer Details'!$B$6:$Q$1095,16,FALSE))<((VLOOKUP($C91,'Project Customer Details'!$B$6:$Q$1095,4,FALSE)*$L91)),VLOOKUP($C91,'Project Customer Details'!$B$6:$Q$1095,16,FALSE), (VLOOKUP($C91,'Project Customer Details'!$B$6:$Q$1095,4,FALSE)*$L91))","v":3.1135249094867135E-2},0,6,{"$f":"MIN(R91,S91,Summary!$D$14)","v":0},{"$f":"J91-(J91/(1+(Summary!$D$13))^(T91))","v":0}]
[null,89,"TFSN13","POLN - NW TWIN FALLS INSTALL A 30 MVA 138/12.5 KV SUB","Distribution",12.5,"S",2007,1700000,2488214.3290460762,10.135848282824671,10.4,10,{"$f":"IF(OR(G92=\"S\",G92=\"D\"),VLOOKUP(F92,'Component Capacity'!$C$8:$F$12,4,FALSE)*M92,IF(G92=\"W\",VLOOKUP(F92,'Component Capacity'!$C$16:$F$20,4,FALSE),\"OOPS\"))","v":12.5},0.03,0.30000000000000071,{"$f":"IF((VLOOKUP($C92,'Project Customer Details'!$B$6:$Q$1095,16,FALSE))<((VLOOKUP($C92,'Project Customer Details'!$B$6:$Q$1095,4,FALSE)*$L92)),VLOOKUP($C92,'Project Customer Details'!$B$6:$Q$1095,16,FALSE), (VLOOKUP($C92,'Project Customer Details'!$B$6:$Q$1095,4,FALSE)*$L92))","v":1.8998977402010293E-2},0,7,{"$f":"MIN(R92,S92,Summary!$D$14)","v":0},{"$f":"J92-(J92/(1+(Summary!$D$13))^(T92))","v":0}]
[null,90,"TFSN13","POLN-011 NEW FEEDER","Distribution",12.5,"S",2007,75000,109774.16157556219,10.102514851266138,10.261047552431787,10,{"$f":"IF(OR(G93=\"S\",G93=\"D\"),VLOOKUP(F93,'Component Capacity'!$C$8:$F$12,4,FALSE)*M93,IF(G93=\"W\",VLOOKUP(F93,'Component Capacity'!$C$16:$F$20,4,FALSE),\"OOPS\"))","v":12.5},0.03,0.30000000000000071,{"$f":"IF((VLOOKUP($C93,'Project Customer Details'!$B$6:$Q$1095,16,FALSE))<((VLOOKUP($C93,'Project Customer Details'!$B$6:$Q$1095,4,FALSE)*$L93)),VLOOKUP($C93,'Project Customer Details'!$B$6:$Q$1095,16,FALSE), (VLOOKUP($C93,'Project Customer Details'!$B$6:$Q$1095,4,FALSE)*$L93))","v":1.8998977402010293E-2},0,7,{"$f":"MIN(R93,S93,Summary!$D$14)","v":0},{"$f":"J93-(J93/(1+(Summary!$D$13))^(T93))","v":0}]
[null,91,"TFSN13","POLN-012 NEW FEEDER","Distribution",12.5,"S",2007,200000,292731.09753483249,10.007321632038542,10.043555023865512,10,{"$f":"IF(OR(G94=\"S\",G94=\"D\"),VLOOKUP(F94,'Component Capacity'!$C$8:$F$12,4,FALSE)*M94,IF(G94=\"W\",VLOOKUP(F94,'Component Capacity'!$C$16:$F$20,4,FALSE),\"OOPS\"))","v":12.5},0.03,0.30000000000000071,{"$f":"IF((VLOOKUP($C94,'Project Customer Details'!$B$6:$Q$1095,16,FALSE))<((VLOOKUP($C94,'Project Customer Details'!$B$6:$Q$1095,4,FALSE)*$L94)),VLOOKUP($C94,'Project Customer Details'!$B$6:$Q$1095,16,FALSE), (VLOOKUP($C94,'Project Customer Details'!$B$6:$Q$1095,4,FALSE)*$L94))","v":1.8998977402010293E-2},0,8,{"$f":"MIN(R94,S94,Summary!$D$14)","v":0},{"$f":"J94-(J94/(1+(Summary!$D$13))^(T94))","v":0}]
[null,92,"TFSN20","POLN-013","Distribution",12.5,"S",2014,210315.15,257694.1856274571,11,11,10,{"$f":"IF(OR(G95=\"S\",G95=\"D\"),VLOOKUP(F95,'Component Capacity'!$C$8:$F$12,4,FALSE)*M95,IF(G95=\"W\",VLOOKUP(F95,'Component Capacity'!$C$16:$F$20,4,FALSE),\"OOPS\"))","v":12.5},2.5000000000000001E-2,"N/A",{"$f":"IF((VLOOKUP($C95,'Project Customer Details'!$B$6:$Q$1095,16,FALSE))<((VLOOKUP($C95,'Project Customer Details'!$B$6:$Q$1095,4,FALSE)*$L95)),VLOOKUP($C95,'Project Customer Details'!$B$6:$Q$1095,16,FALSE), (VLOOKUP($C95,'Project Customer Details'!$B$6:$Q$1095,4,FALSE)*$L95))","v":1.1107601656240111E-2},0,6,{"$f":"MIN(R95,S95,Summary!$D$14)","v":0},{"$f":"J95-(J95/(1+(Summary!$D$13))^(T95))","v":0}]
[null,93,"GEMM13","GEMM-013 Reconductor 1/2 mile on Main Street","Distribution",12.5,"S",2007,50000,73182.774383708122,10.127911431789498,10.012680133569642,10,{"$f":"IF(OR(G96=\"S\",G96=\"D\"),VLOOKUP(F96,'Component Capacity'!$C$8:$F$12,4,FALSE)*M96,IF(G96=\"W\",VLOOKUP(F96,'Component Capacity'!$C$16:$F$20,4,FALSE),\"OOPS\"))","v":12.5},0.03,0.30000000000000071,{"$f":"IF((VLOOKUP($C96,'Project Customer Details'!$B$6:$Q$1095,16,FALSE))<((VLOOKUP($C96,'Project Customer Details'!$B$6:$Q$1095,4,FALSE)*$L96)),VLOOKUP($C96,'Project Customer Details'!$B$6:$Q$1095,16,FALSE), (VLOOKUP($C96,'Project Customer Details'!$B$6:$Q$1095,4,FALSE)*$L96))","v":0},0,8,{"$f":"MIN(R96,S96,Summary!$D$14)","v":0},{"$f":"J96-(J96/(1+(Summary!$D$13))^(T96))","v":0}]
[null,94,"GEMM11","GEMM-011 Replace RG-76 with 320 A regulators","Distribution","T","S",2008,93478.44,133389.32160530816,3.89,3.89,3.24,{"$f":"IF(OR(G97=\"S\",G97=\"D\"),VLOOKUP(F97,'Component Capacity'!$C$8:$F$12,4,FALSE)*M97,IF(G97=\"W\",VLOOKUP(F97,'Component Capacity'!$C$16:$F$20,4,FALSE),\"OOPS\"))","v":3.306122448979592},1.7500000000000002E-2,"N/A",{"$f":"IF((VLOOKUP($C97,'Project Customer Details'!$B$6:$Q$1095,16,FALSE))<((VLOOKUP($C97,'Project Customer Details'!$B$6:$Q$1095,4,FALSE)*$L97)),VLOOKUP($C97,'Project Customer Details'!$B$6:$Q$1095,16,FALSE), (VLOOKUP($C97,'Project Customer Details'!$B$6:$Q$1095,4,FALSE)*$L97))","v":4.7056973792317797E-3},0,0,{"$f":"MIN(R97,S97,Summary!$D$14)","v":0},{"$f":"J97-(J97/(1+(Summary!$D$13))^(T97))","v":0}]
[null,95,"GEMM12","Low Voltage Prior to REG-99 on Cemetary Rd, 1 of 2 Related Issue","Distribution",12.5,"S",2011,406553.94,537576.17008052755,10.094615399034977,10.096239586168565,10,{"$f":"IF(OR(G98=\"S\",G98=\"D\"),VLOOKUP(F98,'Component Capacity'!$C$8:$F$12,4,FALSE)*M98,IF(G98=\"W\",VLOOKUP(F98,'Component Capacity'!$C$16:$F$20,4,FALSE),\"OOPS\"))","v":12.5},0.03,0.30000000000000071,{"$f":"IF((VLOOKUP($C98,'Project Customer Details'!$B$6:$Q$1095,16,FALSE))<((VLOOKUP($C98,'Project Customer Details'!$B$6:$Q$1095,4,FALSE)*$L98)),VLOOKUP($C98,'Project Customer Details'!$B$6:$Q$1095,16,FALSE), (VLOOKUP($C98,'Project Customer Details'!$B$6:$Q$1095,4,FALSE)*$L98))","v":7.0422425707459537E-3},0,8,{"$f":"MIN(R98,S98,Summary!$D$14)","v":0},{"$f":"J98-(J98/(1+(Summary!$D$13))^(T98))","v":0}]
[null,96,"MORA42","MORA042 Feeder work 8.5 miles of single phase","Distribution",34.5,"S",2008,170000,242581.97583209974,20.246814586819642,20.276886702540803,20,{"$f":"IF(OR(G99=\"S\",G99=\"D\"),VLOOKUP(F99,'Component Capacity'!$C$8:$F$12,4,FALSE)*M99,IF(G99=\"W\",VLOOKUP(F99,'Component Capacity'!$C$16:$F$20,4,FALSE),\"OOPS\"))","v":25},0.03,0.60000000000000142,{"$f":"IF((VLOOKUP($C99,'Project Customer Details'!$B$6:$Q$1095,16,FALSE))<((VLOOKUP($C99,'Project Customer Details'!$B$6:$Q$1095,4,FALSE)*$L99)),VLOOKUP($C99,'Project Customer Details'!$B$6:$Q$1095,16,FALSE), (VLOOKUP($C99,'Project Customer Details'!$B$6:$Q$1095,4,FALSE)*$L99))","v":6.7065565887242648E-2},0,8,{"$f":"MIN(R99,S99,Summary!$D$14)","v":0},{"$f":"J99-(J99/(1+(Summary!$D$13))^(T99))","v":0}]
[null,97,"MORA42","MORA-044 Rebuild to 336 AL beyond C-63","Distribution",12.5,"S",2008,93478.44,133389.32160530816,10.254600313803889,10.000875239435569,10,{"$f":"IF(OR(G100=\"S\",G100=\"D\"),VLOOKUP(F100,'Component Capacity'!$C$8:$F$12,4,FALSE)*M100,IF(G100=\"W\",VLOOKUP(F100,'Component Capacity'!$C$16:$F$20,4,FALSE),\"OOPS\"))","v":12.5},0.03,0.30000000000000071,{"$f":"IF((VLOOKUP($C100,'Project Customer Details'!$B$6:$Q$1095,16,FALSE))<((VLOOKUP($C100,'Project Customer Details'!$B$6:$Q$1095,4,FALSE)*$L100)),VLOOKUP($C100,'Project Customer Details'!$B$6:$Q$1095,16,FALSE), (VLOOKUP($C100,'Project Customer Details'!$B$6:$Q$1095,4,FALSE)*$L100))","v":6.7065565887242648E-2},1,8,{"$f":"MIN(R100,S100,Summary!$D$14)","v":1},{"$f":"J100-(J100/(1+(Summary!$D$13))^(T100))","v":5805.0828627848241}]
[null,98,"MORA44","MORA Transfer load from MORA feeder 044 TO 041","Distribution",34.5,"S",2017,280402.18,318366.72814491758,22.8,22.8,20,{"$f":"IF(OR(G101=\"S\",G101=\"D\"),VLOOKUP(F101,'Component Capacity'!$C$8:$F$12,4,FALSE)*M101,IF(G101=\"W\",VLOOKUP(F101,'Component Capacity'!$C$16:$F$20,4,FALSE),\"OOPS\"))","v":25},0.02,"N/A",{"$f":"IF((VLOOKUP($C101,'Project Customer Details'!$B$6:$Q$1095,16,FALSE))<((VLOOKUP($C101,'Project Customer Details'!$B$6:$Q$1095,4,FALSE)*$L101)),VLOOKUP($C101,'Project Customer Details'!$B$6:$Q$1095,16,FALSE), (VLOOKUP($C101,'Project Customer Details'!$B$6:$Q$1095,4,FALSE)*$L101))","v":4.9723593944053936E-2},0,5,{"$f":"MIN(R101,S101,Summary!$D$14)","v":0},{"$f":"J101-(J101/(1+(Summary!$D$13))^(T101))","v":0}]
[null,99,"MORA43","Offload MORA43","Distribution","C","S",2021,150000,153858.15375468772,20.440000000000001,20.440000000000001,16.78,{"$f":"IF(OR(G102=\"S\",G102=\"D\"),VLOOKUP(F102,'Component Capacity'!$C$8:$F$12,4,FALSE)*M102,IF(G102=\"W\",VLOOKUP(F102,'Component Capacity'!$C$16:$F$20,4,FALSE),\"OOPS\"))","v":18.644444444444446},5.16E-2,"N/A",{"$f":"IF((VLOOKUP($C102,'Project Customer Details'!$B$6:$Q$1095,16,FALSE))<((VLOOKUP($C102,'Project Customer Details'!$B$6:$Q$1095,4,FALSE)*$L102)),VLOOKUP($C102,'Project Customer Details'!$B$6:$Q$1095,16,FALSE), (VLOOKUP($C102,'Project Customer Details'!$B$6:$Q$1095,4,FALSE)*$L102))","v":2.9815161975436631E-2},0,0,{"$f":"MIN(R102,S102,Summary!$D$14)","v":0},{"$f":"J102-(J102/(1+(Summary!$D$13))^(T102))","v":0}]
[null,100,"SAMN41","SAMN-041 - NORTHFORK REBUILD","Distribution",12.5,"S",2009,245000,340836.76479905873,10.28877412141124,10.27982378784564,10,{"$f":"IF(OR(G103=\"S\",G103=\"D\"),VLOOKUP(F103,'Component Capacity'!$C$8:$F$12,4,FALSE)*M103,IF(G103=\"W\",VLOOKUP(F103,'Component Capacity'!$C$16:$F$20,4,FALSE),\"OOPS\"))","v":12.5},0.03,0.30000000000000071,{"$f":"IF((VLOOKUP($C103,'Project Customer Details'!$B$6:$Q$1095,16,FALSE))<((VLOOKUP($C103,'Project Customer Details'!$B$6:$Q$1095,4,FALSE)*$L103)),VLOOKUP($C103,'Project Customer Details'!$B$6:$Q$1095,16,FALSE), (VLOOKUP($C103,'Project Customer Details'!$B$6:$Q$1095,4,FALSE)*$L103))","v":0},0,7,{"$f":"MIN(R103,S103,Summary!$D$14)","v":0},{"$f":"J103-(J103/(1+(Summary!$D$13))^(T103))","v":0}]
[null,101,"CSCD11","CSCD-011 Rebuild approx. 3700' of OH and UG on west side of Cascade","Distribution",12.5,"W",2010,93478.44,126783.44501303841,10.173328652171135,10.116570170725693,10,{"$f":"IF(OR(G104=\"S\",G104=\"D\"),VLOOKUP(F104,'Component Capacity'!$C$8:$F$12,4,FALSE)*M104,IF(G104=\"W\",VLOOKUP(F104,'Component Capacity'!$C$16:$F$20,4,FALSE),\"OOPS\"))","v":1.25},0.03,0.30000000000000071,{"$f":"IF((VLOOKUP($C104,'Project Customer Details'!$B$6:$Q$1095,16,FALSE))<((VLOOKUP($C104,'Project Customer Details'!$B$6:$Q$1095,4,FALSE)*$L104)),VLOOKUP($C104,'Project Customer Details'!$B$6:$Q$1095,16,FALSE), (VLOOKUP($C104,'Project Customer Details'!$B$6:$Q$1095,4,FALSE)*$L104))","v":0},0,0,{"$f":"MIN(R104,S104,Summary!$D$14)","v":0},{"$f":"J104-(J104/(1+(Summary!$D$13))^(T104))","v":0}]
[null,102,"CSCD13","CSCD Extend CSCD13 approx 1 mile west and south to improve voltage","Distribution",12.5,"W",2014,92466.880000000005,113297.48398587454,10.21262437588069,10.2567896039895,10,{"$f":"IF(OR(G105=\"S\",G105=\"D\"),VLOOKUP(F105,'Component Capacity'!$C$8:$F$12,4,FALSE)*M105,IF(G105=\"W\",VLOOKUP(F105,'Component Capacity'!$C$16:$F$20,4,FALSE),\"OOPS\"))","v":1.25},0.03,0.30000000000000071,{"$f":"IF((VLOOKUP($C105,'Project Customer Details'!$B$6:$Q$1095,16,FALSE))<((VLOOKUP($C105,'Project Customer Details'!$B$6:$Q$1095,4,FALSE)*$L105)),VLOOKUP($C105,'Project Customer Details'!$B$6:$Q$1095,16,FALSE), (VLOOKUP($C105,'Project Customer Details'!$B$6:$Q$1095,4,FALSE)*$L105))","v":0},0,0,{"$f":"MIN(R105,S105,Summary!$D$14)","v":0},{"$f":"J105-(J105/(1+(Summary!$D$13))^(T105))","v":0}]
[null,103,"CSCD13","CSCD13 Herrick-Sixty Ln Distribution Line Rebuild","Distribution","C","W",2024,125000,125000,1.05,1.05,1.04,{"$f":"IF(OR(G106=\"S\",G106=\"D\"),VLOOKUP(F106,'Component Capacity'!$C$8:$F$12,4,FALSE)*M106,IF(G106=\"W\",VLOOKUP(F106,'Component Capacity'!$C$16:$F$20,4,FALSE),\"OOPS\"))","v":1.1111111111111112},2.7400000000000001E-2,"N/A",{"$f":"IF((VLOOKUP($C106,'Project Customer Details'!$B$6:$Q$1095,16,FALSE))<((VLOOKUP($C106,'Project Customer Details'!$B$6:$Q$1095,4,FALSE)*$L106)),VLOOKUP($C106,'Project Customer Details'!$B$6:$Q$1095,16,FALSE), (VLOOKUP($C106,'Project Customer Details'!$B$6:$Q$1095,4,FALSE)*$L106))","v":0},0,3,{"$f":"MIN(R106,S106,Summary!$D$14)","v":0},{"$f":"J106-(J106/(1+(Summary!$D$13))^(T106))","v":0}]
[null,104,"WESR12","WESR-012, REBUILD 2.75 MI AT 00 ACSR X109 TO X13","Distribution",12.5,"S",2007,93478.44,136820.23168521994,10.073965760558647,10.112615004134145,10,{"$f":"IF(OR(G107=\"S\",G107=\"D\"),VLOOKUP(F107,'Component Capacity'!$C$8:$F$12,4,FALSE)*M107,IF(G107=\"W\",VLOOKUP(F107,'Component Capacity'!$C$16:$F$20,4,FALSE),\"OOPS\"))","v":12.5},0.03,0.30000000000000071,{"$f":"IF((VLOOKUP($C107,'Project Customer Details'!$B$6:$Q$1095,16,FALSE))<((VLOOKUP($C107,'Project Customer Details'!$B$6:$Q$1095,4,FALSE)*$L107)),VLOOKUP($C107,'Project Customer Details'!$B$6:$Q$1095,16,FALSE), (VLOOKUP($C107,'Project Customer Details'!$B$6:$Q$1095,4,FALSE)*$L107))","v":0},0,8,{"$f":"MIN(R107,S107,Summary!$D$14)","v":0},{"$f":"J107-(J107/(1+(Summary!$D$13))^(T107))","v":0}]
[null,105,"WESR14","WESR-014, REBUILD X114 TO X16 WITH 00 ACSR","Distribution",12.5,"S",2008,225000,321064.37977777905,10.259673079597654,10.165681619889382,10,{"$f":"IF(OR(G108=\"S\",G108=\"D\"),VLOOKUP(F108,'Component Capacity'!$C$8:$F$12,4,FALSE)*M108,IF(G108=\"W\",VLOOKUP(F108,'Component Capacity'!$C$16:$F$20,4,FALSE),\"OOPS\"))","v":12.5},0.03,0.30000000000000071,{"$f":"IF((VLOOKUP($C108,'Project Customer Details'!$B$6:$Q$1095,16,FALSE))<((VLOOKUP($C108,'Project Customer Details'!$B$6:$Q$1095,4,FALSE)*$L108)),VLOOKUP($C108,'Project Customer Details'!$B$6:$Q$1095,16,FALSE), (VLOOKUP($C108,'Project Customer Details'!$B$6:$Q$1095,4,FALSE)*$L108))","v":0},0,7,{"$f":"MIN(R108,S108,Summary!$D$14)","v":0},{"$f":"J108-(J108/(1+(Summary!$D$13))^(T108))","v":0}]
[null,106,"VALE13","VALE-013, REBUILD FROM R53 TO X46, 3 MI. AT 00 ACSR","Distribution",12.5,"W",2008,250000,356738.19975308783,10.002278842728559,10.076248563366294,10,{"$f":"IF(OR(G109=\"S\",G109=\"D\"),VLOOKUP(F109,'Component Capacity'!$C$8:$F$12,4,FALSE)*M109,IF(G109=\"W\",VLOOKUP(F109,'Component Capacity'!$C$16:$F$20,4,FALSE),\"OOPS\"))","v":1.25},0.03,0.30000000000000071,{"$f":"IF((VLOOKUP($C109,'Project Customer Details'!$B$6:$Q$1095,16,FALSE))<((VLOOKUP($C109,'Project Customer Details'!$B$6:$Q$1095,4,FALSE)*$L109)),VLOOKUP($C109,'Project Customer Details'!$B$6:$Q$1095,16,FALSE), (VLOOKUP($C109,'Project Customer Details'!$B$6:$Q$1095,4,FALSE)*$L109))","v":3.0899534411076648E-2},0,0,{"$f":"MIN(R109,S109,Summary!$D$14)","v":0},{"$f":"J109-(J109/(1+(Summary!$D$13))^(T109))","v":0}]
[null,107,"ETGT15","Add feeder 018","Distribution",12.5,"S",2007,331846.01,485708.23359927506,10.25720125039347,10.252530668183008,10,{"$f":"IF(OR(G110=\"S\",G110=\"D\"),VLOOKUP(F110,'Component Capacity'!$C$8:$F$12,4,FALSE)*M110,IF(G110=\"W\",VLOOKUP(F110,'Component Capacity'!$C$16:$F$20,4,FALSE),\"OOPS\"))","v":12.5},0.03,0.30000000000000071,{"$f":"IF((VLOOKUP($C110,'Project Customer Details'!$B$6:$Q$1095,16,FALSE))<((VLOOKUP($C110,'Project Customer Details'!$B$6:$Q$1095,4,FALSE)*$L110)),VLOOKUP($C110,'Project Customer Details'!$B$6:$Q$1095,16,FALSE), (VLOOKUP($C110,'Project Customer Details'!$B$6:$Q$1095,4,FALSE)*$L110))","v":1.9041839108398413E-7},0,7,{"$f":"MIN(R110,S110,Summary!$D$14)","v":0},{"$f":"J110-(J110/(1+(Summary!$D$13))^(T110))","v":0}]
[null,108,"ETGT14","ETGT-014 Rebuild 1 mile 3SS to 2/0 ACSR three phase","Distribution",12.5,"S",2008,93478.44,133389.32160530816,10.149106687842659,10.080161712615613,10,{"$f":"IF(OR(G111=\"S\",G111=\"D\"),VLOOKUP(F111,'Component Capacity'!$C$8:$F$12,4,FALSE)*M111,IF(G111=\"W\",VLOOKUP(F111,'Component Capacity'!$C$16:$F$20,4,FALSE),\"OOPS\"))","v":12.5},0.03,0.30000000000000071,{"$f":"IF((VLOOKUP($C111,'Project Customer Details'!$B$6:$Q$1095,16,FALSE))<((VLOOKUP($C111,'Project Customer Details'!$B$6:$Q$1095,4,FALSE)*$L111)),VLOOKUP($C111,'Project Customer Details'!$B$6:$Q$1095,16,FALSE), (VLOOKUP($C111,'Project Customer Details'!$B$6:$Q$1095,4,FALSE)*$L111))","v":1.1737254981078853E-2},0,8,{"$f":"MIN(R111,S111,Summary!$D$14)","v":0},{"$f":"J111-(J111/(1+(Summary!$D$13))^(T111))","v":0}]
[null,109,"ETGT14","ETGT-014 Low Voltage","Distribution","C","S",2009,300000,417351.14057027601,8.0500000000000007,8.0500000000000007,5.57,{"$f":"IF(OR(G112=\"S\",G112=\"D\"),VLOOKUP(F112,'Component Capacity'!$C$8:$F$12,4,FALSE)*M112,IF(G112=\"W\",VLOOKUP(F112,'Component Capacity'!$C$16:$F$20,4,FALSE),\"OOPS\"))","v":6.1888888888888891},1.7500000000000002E-2,"N/A",{"$f":"IF((VLOOKUP($C112,'Project Customer Details'!$B$6:$Q$1095,16,FALSE))<((VLOOKUP($C112,'Project Customer Details'!$B$6:$Q$1095,4,FALSE)*$L112)),VLOOKUP($C112,'Project Customer Details'!$B$6:$Q$1095,16,FALSE), (VLOOKUP($C112,'Project Customer Details'!$B$6:$Q$1095,4,FALSE)*$L112))","v":1.1737254981078853E-2},0,0,{"$f":"MIN(R112,S112,Summary!$D$14)","v":0},{"$f":"J112-(J112/(1+(Summary!$D$13))^(T112))","v":0}]
[null,110,"CNCL12","CNCL-CMBG 69 KV.   REBUILD WITH PART 3 OF 3.","Distribution",12.5,"S",2008,200000,285390.55980247026,10.123220805082397,10.163687250992902,10,{"$f":"IF(OR(G113=\"S\",G113=\"D\"),VLOOKUP(F113,'Component Capacity'!$C$8:$F$12,4,FALSE)*M113,IF(G113=\"W\",VLOOKUP(F113,'Component Capacity'!$C$16:$F$20,4,FALSE),\"OOPS\"))","v":12.5},0.03,0.30000000000000071,{"$f":"IF((VLOOKUP($C113,'Project Customer Details'!$B$6:$Q$1095,16,FALSE))<((VLOOKUP($C113,'Project Customer Details'!$B$6:$Q$1095,4,FALSE)*$L113)),VLOOKUP($C113,'Project Customer Details'!$B$6:$Q$1095,16,FALSE), (VLOOKUP($C113,'Project Customer Details'!$B$6:$Q$1095,4,FALSE)*$L113))","v":0},0,7,{"$f":"MIN(R113,S113,Summary!$D$14)","v":0},{"$f":"J113-(J113/(1+(Summary!$D$13))^(T113))","v":0}]
[null,111,"BOIS14","Install DNX digital cross connect","Distribution",12.5,"S",2009,75000,104337.785142569,10.195088884970497,10.167678109368369,10,{"$f":"IF(OR(G114=\"S\",G114=\"D\"),VLOOKUP(F114,'Component Capacity'!$C$8:$F$12,4,FALSE)*M114,IF(G114=\"W\",VLOOKUP(F114,'Component Capacity'!$C$16:$F$20,4,FALSE),\"OOPS\"))","v":12.5},0.03,0.30000000000000071,{"$f":"IF((VLOOKUP($C114,'Project Customer Details'!$B$6:$Q$1095,16,FALSE))<((VLOOKUP($C114,'Project Customer Details'!$B$6:$Q$1095,4,FALSE)*$L114)),VLOOKUP($C114,'Project Customer Details'!$B$6:$Q$1095,16,FALSE), (VLOOKUP($C114,'Project Customer Details'!$B$6:$Q$1095,4,FALSE)*$L114))","v":2.9399946465658447E-3},0,7,{"$f":"MIN(R114,S114,Summary!$D$14)","v":0},{"$f":"J114-(J114/(1+(Summary!$D$13))^(T114))","v":0}]
[null,112,"BOIS14","CHQ to Boise Plaza Fiber Installation","Distribution",12.5,"S",2008,30000,42808.583970370542,10.151263692603733,10.238551930251623,10,{"$f":"IF(OR(G115=\"S\",G115=\"D\"),VLOOKUP(F115,'Component Capacity'!$C$8:$F$12,4,FALSE)*M115,IF(G115=\"W\",VLOOKUP(F115,'Component Capacity'!$C$16:$F$20,4,FALSE),\"OOPS\"))","v":12.5},0.03,0.30000000000000071,{"$f":"IF((VLOOKUP($C115,'Project Customer Details'!$B$6:$Q$1095,16,FALSE))<((VLOOKUP($C115,'Project Customer Details'!$B$6:$Q$1095,4,FALSE)*$L115)),VLOOKUP($C115,'Project Customer Details'!$B$6:$Q$1095,16,FALSE), (VLOOKUP($C115,'Project Customer Details'!$B$6:$Q$1095,4,FALSE)*$L115))","v":2.9399946465658447E-3},0,7,{"$f":"MIN(R115,S115,Summary!$D$14)","v":0},{"$f":"J115-(J115/(1+(Summary!$D$13))^(T115))","v":0}]
[null,113,"ELMR42","ELMR042 feeder work 8.25 miles of 3 phase, 2.75 miles of single phase","Distribution",34.5,"S",2008,427500,610022.32157778018,20.597015212426122,20.440311367158987,20,{"$f":"IF(OR(G116=\"S\",G116=\"D\"),VLOOKUP(F116,'Component Capacity'!$C$8:$F$12,4,FALSE)*M116,IF(G116=\"W\",VLOOKUP(F116,'Component Capacity'!$C$16:$F$20,4,FALSE),\"OOPS\"))","v":25},0.03,0.60000000000000142,{"$f":"IF((VLOOKUP($C116,'Project Customer Details'!$B$6:$Q$1095,16,FALSE))<((VLOOKUP($C116,'Project Customer Details'!$B$6:$Q$1095,4,FALSE)*$L116)),VLOOKUP($C116,'Project Customer Details'!$B$6:$Q$1095,16,FALSE), (VLOOKUP($C116,'Project Customer Details'!$B$6:$Q$1095,4,FALSE)*$L116))","v":2.9274612274540975E-2},0,7,{"$f":"MIN(R116,S116,Summary!$D$14)","v":0},{"$f":"J116-(J116/(1+(Summary!$D$13))^(T116))","v":0}]
[null,114,"ELMR41","ELMR-041 Low Voltage in Prairie","Distribution",34.5,"W",2013,75000,94259.38082434464,20.224572540688882,20.393660485754562,20,{"$f":"IF(OR(G117=\"S\",G117=\"D\"),VLOOKUP(F117,'Component Capacity'!$C$8:$F$12,4,FALSE)*M117,IF(G117=\"W\",VLOOKUP(F117,'Component Capacity'!$C$16:$F$20,4,FALSE),\"OOPS\"))","v":1.25},0.03,0.60000000000000142,{"$f":"IF((VLOOKUP($C117,'Project Customer Details'!$B$6:$Q$1095,16,FALSE))<((VLOOKUP($C117,'Project Customer Details'!$B$6:$Q$1095,4,FALSE)*$L117)),VLOOKUP($C117,'Project Customer Details'!$B$6:$Q$1095,16,FALSE), (VLOOKUP($C117,'Project Customer Details'!$B$6:$Q$1095,4,FALSE)*$L117))","v":9.5266898185452469E-3},0,0,{"$f":"MIN(R117,S117,Summary!$D$14)","v":0},{"$f":"J117-(J117/(1+(Summary!$D$13))^(T117))","v":0}]
[null,115,"ELMR41","ELMR-041-12 Substandard voltage beyond F205","Distribution",34.5,"W",2015,97808.08,116836.76873297723,20.524946309183871,20.149015744912511,20,{"$f":"IF(OR(G118=\"S\",G118=\"D\"),VLOOKUP(F118,'Component Capacity'!$C$8:$F$12,4,FALSE)*M118,IF(G118=\"W\",VLOOKUP(F118,'Component Capacity'!$C$16:$F$20,4,FALSE),\"OOPS\"))","v":1.25},0.03,0.60000000000000142,{"$f":"IF((VLOOKUP($C118,'Project Customer Details'!$B$6:$Q$1095,16,FALSE))<((VLOOKUP($C118,'Project Customer Details'!$B$6:$Q$1095,4,FALSE)*$L118)),VLOOKUP($C118,'Project Customer Details'!$B$6:$Q$1095,16,FALSE), (VLOOKUP($C118,'Project Customer Details'!$B$6:$Q$1095,4,FALSE)*$L118))","v":9.5266898185452469E-3},0,0,{"$f":"MIN(R118,S118,Summary!$D$14)","v":0},{"$f":"J118-(J118/(1+(Summary!$D$13))^(T118))","v":0}]
[null,116,"LNSG13","Add extension to LNSG12 to offload LNSG13","Distribution",12.5,"S",2022,660000,660000,11.55,11.55,10,{"$f":"IF(OR(G119=\"S\",G119=\"D\"),VLOOKUP(F119,'Component Capacity'!$C$8:$F$12,4,FALSE)*M119,IF(G119=\"W\",VLOOKUP(F119,'Component Capacity'!$C$16:$F$20,4,FALSE),\"OOPS\"))","v":12.5},0.114,"N/A",{"$f":"IF((VLOOKUP($C119,'Project Customer Details'!$B$6:$Q$1095,16,FALSE))<((VLOOKUP($C119,'Project Customer Details'!$B$6:$Q$1095,4,FALSE)*$L119)),VLOOKUP($C119,'Project Customer Details'!$B$6:$Q$1095,16,FALSE), (VLOOKUP($C119,'Project Customer Details'!$B$6:$Q$1095,4,FALSE)*$L119))","v":3.4222237300970598E-2},0,1,{"$f":"MIN(R119,S119,Summary!$D$14)","v":0},{"$f":"J119-(J119/(1+(Summary!$D$13))^(T119))","v":0}]
[null,117,"CDAL12","BCRT-013 STATION WORK FOR NEW FEEDER EAST","Distribution",12.5,"S",2008,50000,71347.639950617566,10.029604762130706,10.194145905499429,10,{"$f":"IF(OR(G120=\"S\",G120=\"D\"),VLOOKUP(F120,'Component Capacity'!$C$8:$F$12,4,FALSE)*M120,IF(G120=\"W\",VLOOKUP(F120,'Component Capacity'!$C$16:$F$20,4,FALSE),\"OOPS\"))","v":12.5},0.03,0.30000000000000071,{"$f":"IF((VLOOKUP($C120,'Project Customer Details'!$B$6:$Q$1095,16,FALSE))<((VLOOKUP($C120,'Project Customer Details'!$B$6:$Q$1095,4,FALSE)*$L120)),VLOOKUP($C120,'Project Customer Details'!$B$6:$Q$1095,16,FALSE), (VLOOKUP($C120,'Project Customer Details'!$B$6:$Q$1095,4,FALSE)*$L120))","v":3.1624111452245307E-2},0,7,{"$f":"MIN(R120,S120,Summary!$D$14)","v":0},{"$f":"J120-(J120/(1+(Summary!$D$13))^(T120))","v":0}]
[null,118,"CDAL12","BCRT-013 NEW FEEDER EAST","Distribution",12.5,"S",2008,55000,78482.403945679325,10.11603469684677,10.021325005699071,10,{"$f":"IF(OR(G121=\"S\",G121=\"D\"),VLOOKUP(F121,'Component Capacity'!$C$8:$F$12,4,FALSE)*M121,IF(G121=\"W\",VLOOKUP(F121,'Component Capacity'!$C$16:$F$20,4,FALSE),\"OOPS\"))","v":12.5},0.03,0.30000000000000071,{"$f":"IF((VLOOKUP($C121,'Project Customer Details'!$B$6:$Q$1095,16,FALSE))<((VLOOKUP($C121,'Project Customer Details'!$B$6:$Q$1095,4,FALSE)*$L121)),VLOOKUP($C121,'Project Customer Details'!$B$6:$Q$1095,16,FALSE), (VLOOKUP($C121,'Project Customer Details'!$B$6:$Q$1095,4,FALSE)*$L121))","v":3.1624111452245307E-2},1,8,{"$f":"MIN(R121,S121,Summary!$D$14)","v":1},{"$f":"J121-(J121/(1+(Summary!$D$13))^(T121))","v":3415.5422090180946}]
[null,119,"MORA44","Reconfigure HSDL-14 and HSDL-11 to alleviate MORA44 and MORAT132","Distribution",34.5,"S",2017,216777.82,246128.06251288019,22.8,22.8,20,{"$f":"IF(OR(G122=\"S\",G122=\"D\"),VLOOKUP(F122,'Component Capacity'!$C$8:$F$12,4,FALSE)*M122,IF(G122=\"W\",VLOOKUP(F122,'Component Capacity'!$C$16:$F$20,4,FALSE),\"OOPS\"))","v":25},0.02,"N/A",{"$f":"IF((VLOOKUP($C122,'Project Customer Details'!$B$6:$Q$1095,16,FALSE))<((VLOOKUP($C122,'Project Customer Details'!$B$6:$Q$1095,4,FALSE)*$L122)),VLOOKUP($C122,'Project Customer Details'!$B$6:$Q$1095,16,FALSE), (VLOOKUP($C122,'Project Customer Details'!$B$6:$Q$1095,4,FALSE)*$L122))","v":4.9723593944053936E-2},0,5,{"$f":"MIN(R122,S122,Summary!$D$14)","v":0},{"$f":"J122-(J122/(1+(Summary!$D$13))^(T122))","v":0}]
[null,120,"HSDL12","Offload HSDL12 with a new HSDL15.","Distribution",12.5,"S",2024,350000,350000,10.36,10.36,10,{"$f":"IF(OR(G123=\"S\",G123=\"D\"),VLOOKUP(F123,'Component Capacity'!$C$8:$F$12,4,FALSE)*M123,IF(G123=\"W\",VLOOKUP(F123,'Component Capacity'!$C$16:$F$20,4,FALSE),\"OOPS\"))","v":12.5},3.8899999999999997E-2,"N/A",{"$f":"IF((VLOOKUP($C123,'Project Customer Details'!$B$6:$Q$1095,16,FALSE))<((VLOOKUP($C123,'Project Customer Details'!$B$6:$Q$1095,4,FALSE)*$L123)),VLOOKUP($C123,'Project Customer Details'!$B$6:$Q$1095,16,FALSE), (VLOOKUP($C123,'Project Customer Details'!$B$6:$Q$1095,4,FALSE)*$L123))","v":5.5544859305051058E-3},0,5,{"$f":"MIN(R123,S123,Summary!$D$14)","v":0},{"$f":"J123-(J123/(1+(Summary!$D$13))^(T123))","v":0}]
[null,121,"MOON41","MOON41 South Fairfield Cutover ","Distribution",34.5,"S",2008,250000,356738.19975308783,20.337507883841038,20.31836957694599,20,{"$f":"IF(OR(G124=\"S\",G124=\"D\"),VLOOKUP(F124,'Component Capacity'!$C$8:$F$12,4,FALSE)*M124,IF(G124=\"W\",VLOOKUP(F124,'Component Capacity'!$C$16:$F$20,4,FALSE),\"OOPS\"))","v":25},0.03,0.60000000000000142,{"$f":"IF((VLOOKUP($C124,'Project Customer Details'!$B$6:$Q$1095,16,FALSE))<((VLOOKUP($C124,'Project Customer Details'!$B$6:$Q$1095,4,FALSE)*$L124)),VLOOKUP($C124,'Project Customer Details'!$B$6:$Q$1095,16,FALSE), (VLOOKUP($C124,'Project Customer Details'!$B$6:$Q$1095,4,FALSE)*$L124))","v":2.1192482314752778E-2},0,8,{"$f":"MIN(R124,S124,Summary!$D$14)","v":0},{"$f":"J124-(J124/(1+(Summary!$D$13))^(T124))","v":0}]
[null,122,"JROM14","JROM - Increase station capacity and add feeder 16","Distribution",12.5,"S",2009,566000,787402.48520925408,10.06388800493057,10.193302028457516,10,{"$f":"IF(OR(G125=\"S\",G125=\"D\"),VLOOKUP(F125,'Component Capacity'!$C$8:$F$12,4,FALSE)*M125,IF(G125=\"W\",VLOOKUP(F125,'Component Capacity'!$C$16:$F$20,4,FALSE),\"OOPS\"))","v":12.5},0.03,0.30000000000000071,{"$f":"IF((VLOOKUP($C125,'Project Customer Details'!$B$6:$Q$1095,16,FALSE))<((VLOOKUP($C125,'Project Customer Details'!$B$6:$Q$1095,4,FALSE)*$L125)),VLOOKUP($C125,'Project Customer Details'!$B$6:$Q$1095,16,FALSE), (VLOOKUP($C125,'Project Customer Details'!$B$6:$Q$1095,4,FALSE)*$L125))","v":2.5359611241551475E-4},0,7,{"$f":"MIN(R125,S125,Summary!$D$14)","v":0},{"$f":"J125-(J125/(1+(Summary!$D$13))^(T125))","v":0}]
[null,123,"JROM13","JROM-013 Extend three phase line for 1/2 mile along 200 N","Distribution",12.5,"S",2009,93478.44,130044.44517576705,10.215753493904007,10.181959362852389,10,{"$f":"IF(OR(G126=\"S\",G126=\"D\"),VLOOKUP(F126,'Component Capacity'!$C$8:$F$12,4,FALSE)*M126,IF(G126=\"W\",VLOOKUP(F126,'Component Capacity'!$C$16:$F$20,4,FALSE),\"OOPS\"))","v":12.5},0.03,0.30000000000000071,{"$f":"IF((VLOOKUP($C126,'Project Customer Details'!$B$6:$Q$1095,16,FALSE))<((VLOOKUP($C126,'Project Customer Details'!$B$6:$Q$1095,4,FALSE)*$L126)),VLOOKUP($C126,'Project Customer Details'!$B$6:$Q$1095,16,FALSE), (VLOOKUP($C126,'Project Customer Details'!$B$6:$Q$1095,4,FALSE)*$L126))","v":0},0,7,{"$f":"MIN(R126,S126,Summary!$D$14)","v":0},{"$f":"J126-(J126/(1+(Summary!$D$13))^(T126))","v":0}]
[null,124,"HALY12","HALY-013 New feeder","Distribution",12.5,"W",2008,200000,285390.55980247026,10.297531705252849,10.024870378116759,10,{"$f":"IF(OR(G127=\"S\",G127=\"D\"),VLOOKUP(F127,'Component Capacity'!$C$8:$F$12,4,FALSE)*M127,IF(G127=\"W\",VLOOKUP(F127,'Component Capacity'!$C$16:$F$20,4,FALSE),\"OOPS\"))","v":1.25},0.03,0.30000000000000071,{"$f":"IF((VLOOKUP($C127,'Project Customer Details'!$B$6:$Q$1095,16,FALSE))<((VLOOKUP($C127,'Project Customer Details'!$B$6:$Q$1095,4,FALSE)*$L127)),VLOOKUP($C127,'Project Customer Details'!$B$6:$Q$1095,16,FALSE), (VLOOKUP($C127,'Project Customer Details'!$B$6:$Q$1095,4,FALSE)*$L127))","v":0},0,0,{"$f":"MIN(R127,S127,Summary!$D$14)","v":0},{"$f":"J127-(J127/(1+(Summary!$D$13))^(T127))","v":0}]
[null,125,"KCHM16","Build 3 blocks new 750 AL UG to transfer load from KCHM-016 to KCHM-011","Distribution",12.5,"W",2009,260000,361704.32182757254,10.5,10.5,10,{"$f":"IF(OR(G128=\"S\",G128=\"D\"),VLOOKUP(F128,'Component Capacity'!$C$8:$F$12,4,FALSE)*M128,IF(G128=\"W\",VLOOKUP(F128,'Component Capacity'!$C$16:$F$20,4,FALSE),\"OOPS\"))","v":1.25},0.04,"N/A",{"$f":"IF((VLOOKUP($C128,'Project Customer Details'!$B$6:$Q$1095,16,FALSE))<((VLOOKUP($C128,'Project Customer Details'!$B$6:$Q$1095,4,FALSE)*$L128)),VLOOKUP($C128,'Project Customer Details'!$B$6:$Q$1095,16,FALSE), (VLOOKUP($C128,'Project Customer Details'!$B$6:$Q$1095,4,FALSE)*$L128))","v":0},0,0,{"$f":"MIN(R128,S128,Summary!$D$14)","v":0},{"$f":"J128-(J128/(1+(Summary!$D$13))^(T128))","v":0}]
[null,126,"HALY11","HALY-012 transfer 1.96MW to offload HALY-011","Distribution",12.5,"W",2021,743593.35,762719.3331684221,10.4,10.4,10,{"$f":"IF(OR(G129=\"S\",G129=\"D\"),VLOOKUP(F129,'Component Capacity'!$C$8:$F$12,4,FALSE)*M129,IF(G129=\"W\",VLOOKUP(F129,'Component Capacity'!$C$16:$F$20,4,FALSE),\"OOPS\"))","v":1.25},1.04E-2,"N/A",{"$f":"IF((VLOOKUP($C129,'Project Customer Details'!$B$6:$Q$1095,16,FALSE))<((VLOOKUP($C129,'Project Customer Details'!$B$6:$Q$1095,4,FALSE)*$L129)),VLOOKUP($C129,'Project Customer Details'!$B$6:$Q$1095,16,FALSE), (VLOOKUP($C129,'Project Customer Details'!$B$6:$Q$1095,4,FALSE)*$L129))","v":0},0,0,{"$f":"MIN(R129,S129,Summary!$D$14)","v":0},{"$f":"J129-(J129/(1+(Summary!$D$13))^(T129))","v":0}]
[null,127,"KCHM13","KCHM-013 to KCHM-018 Load Transfer ","Distribution",12.5,"W",2023,105000,105000,10.050000000000001,10.050000000000001,10,{"$f":"IF(OR(G130=\"S\",G130=\"D\"),VLOOKUP(F130,'Component Capacity'!$C$8:$F$12,4,FALSE)*M130,IF(G130=\"W\",VLOOKUP(F130,'Component Capacity'!$C$16:$F$20,4,FALSE),\"OOPS\"))","v":1.25},7.7999999999999996E-3,"N/A",{"$f":"IF((VLOOKUP($C130,'Project Customer Details'!$B$6:$Q$1095,16,FALSE))<((VLOOKUP($C130,'Project Customer Details'!$B$6:$Q$1095,4,FALSE)*$L130)),VLOOKUP($C130,'Project Customer Details'!$B$6:$Q$1095,16,FALSE), (VLOOKUP($C130,'Project Customer Details'!$B$6:$Q$1095,4,FALSE)*$L130))","v":0},0,0,{"$f":"MIN(R130,S130,Summary!$D$14)","v":0},{"$f":"J130-(J130/(1+(Summary!$D$13))^(T130))","v":0}]
[null,128,"MCAL12","BLDR-032 Convert 3.5 miles to 35 kV","Distribution",12.5,"W",2008,250000,356738.19975308783,10.113407501057884,10.032986106025946,10,{"$f":"IF(OR(G131=\"S\",G131=\"D\"),VLOOKUP(F131,'Component Capacity'!$C$8:$F$12,4,FALSE)*M131,IF(G131=\"W\",VLOOKUP(F131,'Component Capacity'!$C$16:$F$20,4,FALSE),\"OOPS\"))","v":1.25},0.03,0.30000000000000071,{"$f":"IF((VLOOKUP($C131,'Project Customer Details'!$B$6:$Q$1095,16,FALSE))<((VLOOKUP($C131,'Project Customer Details'!$B$6:$Q$1095,4,FALSE)*$L131)),VLOOKUP($C131,'Project Customer Details'!$B$6:$Q$1095,16,FALSE), (VLOOKUP($C131,'Project Customer Details'!$B$6:$Q$1095,4,FALSE)*$L131))","v":0},0,0,{"$f":"MIN(R131,S131,Summary!$D$14)","v":0},{"$f":"J131-(J131/(1+(Summary!$D$13))^(T131))","v":0}]
[null,129,"HFWY12","HFWY-012, UPGRADE AT RICHLAND TOWNSITE  00 ACSR","Distribution",12.5,"S",2009,250000,347792.61714189668,10.208652519607856,10.269288004263753,10,{"$f":"IF(OR(G132=\"S\",G132=\"D\"),VLOOKUP(F132,'Component Capacity'!$C$8:$F$12,4,FALSE)*M132,IF(G132=\"W\",VLOOKUP(F132,'Component Capacity'!$C$16:$F$20,4,FALSE),\"OOPS\"))","v":12.5},0.03,0.30000000000000071,{"$f":"IF((VLOOKUP($C132,'Project Customer Details'!$B$6:$Q$1095,16,FALSE))<((VLOOKUP($C132,'Project Customer Details'!$B$6:$Q$1095,4,FALSE)*$L132)),VLOOKUP($C132,'Project Customer Details'!$B$6:$Q$1095,16,FALSE), (VLOOKUP($C132,'Project Customer Details'!$B$6:$Q$1095,4,FALSE)*$L132))","v":0},0,7,{"$f":"MIN(R132,S132,Summary!$D$14)","v":0},{"$f":"J132-(J132/(1+(Summary!$D$13))^(T132))","v":0}]
[null,130,"FILR13","FILR-013 Rebuild 3 miles three phase along 4100 N from 2200 E to 1900 E Filer","Distribution",12.5,"S",2009,350000,486909.66399865533,10.282429121184753,10.181076969716541,10,{"$f":"IF(OR(G133=\"S\",G133=\"D\"),VLOOKUP(F133,'Component Capacity'!$C$8:$F$12,4,FALSE)*M133,IF(G133=\"W\",VLOOKUP(F133,'Component Capacity'!$C$16:$F$20,4,FALSE),\"OOPS\"))","v":12.5},0.03,0.30000000000000071,{"$f":"IF((VLOOKUP($C133,'Project Customer Details'!$B$6:$Q$1095,16,FALSE))<((VLOOKUP($C133,'Project Customer Details'!$B$6:$Q$1095,4,FALSE)*$L133)),VLOOKUP($C133,'Project Customer Details'!$B$6:$Q$1095,16,FALSE), (VLOOKUP($C133,'Project Customer Details'!$B$6:$Q$1095,4,FALSE)*$L133))","v":1.0950135062966462E-2},{"$f":"IF((L133-Q133)<M133,CEILING(LN((M133+Q133)/L133)/LN(1+O133),1),0)","v":0},7,{"$f":"MIN(R133,S133,Summary!$D$14)","v":0},{"$f":"J133-(J133/(1+(Summary!$D$13))^(T133))","v":0}]
[null,131,"HYDA41","HYDA41 - Upgrade TX-140 from 1500kVA to 2500kVA stepdowns","Distribution","T","S",2011,93478.44,123604.21783220793,4.6076509886477739,4.5053884246162319,4.5,{"$f":"IF(OR(G134=\"S\",G134=\"D\"),VLOOKUP(F134,'Component Capacity'!$C$8:$F$12,4,FALSE)*M134,IF(G134=\"W\",VLOOKUP(F134,'Component Capacity'!$C$16:$F$20,4,FALSE),\"OOPS\"))","v":4.591836734693878},0.03,0.13499999999999979,{"$f":"IF((VLOOKUP($C134,'Project Customer Details'!$B$6:$Q$1095,16,FALSE))<((VLOOKUP($C134,'Project Customer Details'!$B$6:$Q$1095,4,FALSE)*$L134)),VLOOKUP($C134,'Project Customer Details'!$B$6:$Q$1095,16,FALSE), (VLOOKUP($C134,'Project Customer Details'!$B$6:$Q$1095,4,FALSE)*$L134))","v":3.7815482942505935E-3},0,{"$f":"IF(L134<N134,CEILING(LN((N134)/L134)/LN(1+O134),1),0)","v":1},{"$f":"MIN(R134,S134,Summary!$D$14)","v":0},{"$f":"J134-(J134/(1+(Summary!$D$13))^(T134))","v":0}]
[null,132,"FILR12","Reconductor 1 miles of feeder FILR-012 along 2300 E","Distribution",12.5,"S",2021,400590.79,410894.39573687874,10.068011672613524,10.28061931958168,10,{"$f":"IF(OR(G135=\"S\",G135=\"D\"),VLOOKUP(F135,'Component Capacity'!$C$8:$F$12,4,FALSE)*M135,IF(G135=\"W\",VLOOKUP(F135,'Component Capacity'!$C$16:$F$20,4,FALSE),\"OOPS\"))","v":12.5},0.03,0.30000000000000071,{"$f":"IF((VLOOKUP($C135,'Project Customer Details'!$B$6:$Q$1095,16,FALSE))<((VLOOKUP($C135,'Project Customer Details'!$B$6:$Q$1095,4,FALSE)*$L135)),VLOOKUP($C135,'Project Customer Details'!$B$6:$Q$1095,16,FALSE), (VLOOKUP($C135,'Project Customer Details'!$B$6:$Q$1095,4,FALSE)*$L135))","v":0},0,7,{"$f":"MIN(R135,S135,Summary!$D$14)","v":0},{"$f":"J135-(J135/(1+(Summary!$D$13))^(T135))","v":0}]
[null,133,"FALS13","FALS-013 Low Voltage Upstream of RG27","Distribution",12.5,"S",2019,897968.97,969056.50819713355,10.185780472021483,10.282377067903949,10,{"$f":"IF(OR(G136=\"S\",G136=\"D\"),VLOOKUP(F136,'Component Capacity'!$C$8:$F$12,4,FALSE)*M136,IF(G136=\"W\",VLOOKUP(F136,'Component Capacity'!$C$16:$F$20,4,FALSE),\"OOPS\"))","v":12.5},0.03,0.30000000000000071,{"$f":"IF((VLOOKUP($C136,'Project Customer Details'!$B$6:$Q$1095,16,FALSE))<((VLOOKUP($C136,'Project Customer Details'!$B$6:$Q$1095,4,FALSE)*$L136)),VLOOKUP($C136,'Project Customer Details'!$B$6:$Q$1095,16,FALSE), (VLOOKUP($C136,'Project Customer Details'!$B$6:$Q$1095,4,FALSE)*$L136))","v":1.9309135098845038E-2},0,7,{"$f":"MIN(R136,S136,Summary!$D$14)","v":0},{"$f":"J136-(J136/(1+(Summary!$D$13))^(T136))","v":0}]
[null,134,"LCST44","LCST-044 Build/rebuild 1/5 mile section for LCST 12.5 kV project","Distribution",34.5,"S",2009,93478.44,130044.44517576705,20.088710639981954,20.109788430207225,20,{"$f":"IF(OR(G137=\"S\",G137=\"D\"),VLOOKUP(F137,'Component Capacity'!$C$8:$F$12,4,FALSE)*M137,IF(G137=\"W\",VLOOKUP(F137,'Component Capacity'!$C$16:$F$20,4,FALSE),\"OOPS\"))","v":25},0.03,0.60000000000000142,{"$f":"IF((VLOOKUP($C137,'Project Customer Details'!$B$6:$Q$1095,16,FALSE))<((VLOOKUP($C137,'Project Customer Details'!$B$6:$Q$1095,4,FALSE)*$L137)),VLOOKUP($C137,'Project Customer Details'!$B$6:$Q$1095,16,FALSE), (VLOOKUP($C137,'Project Customer Details'!$B$6:$Q$1095,4,FALSE)*$L137))","v":9.8480430103371035E-3},0,8,{"$f":"MIN(R137,S137,Summary!$D$14)","v":0},{"$f":"J137-(J137/(1+(Summary!$D$13))^(T137))","v":0}]
[null,135,"LCST44","LCST-044 Relieve overloaded circuit by installing step-down bank and transferring load","Distribution",34.5,"S",2010,150000,203442.81260957886,21.16,21.16,20,{"$f":"IF(OR(G138=\"S\",G138=\"D\"),VLOOKUP(F138,'Component Capacity'!$C$8:$F$12,4,FALSE)*M138,IF(G138=\"W\",VLOOKUP(F138,'Component Capacity'!$C$16:$F$20,4,FALSE),\"OOPS\"))","v":25},1.7500000000000002E-2,"N/A",{"$f":"IF((VLOOKUP($C138,'Project Customer Details'!$B$6:$Q$1095,16,FALSE))<((VLOOKUP($C138,'Project Customer Details'!$B$6:$Q$1095,4,FALSE)*$L138)),VLOOKUP($C138,'Project Customer Details'!$B$6:$Q$1095,16,FALSE), (VLOOKUP($C138,'Project Customer Details'!$B$6:$Q$1095,4,FALSE)*$L138))","v":9.8480430103371035E-3},0,10,{"$f":"MIN(R138,S138,Summary!$D$14)","v":0},{"$f":"J138-(J138/(1+(Summary!$D$13))^(T138))","v":0}]
[null,136,"LCST46","Alleviate LCST-46 with LCST-42","Distribution",34.5,"S",2022,374785,374785,22.21,22.21,20,{"$f":"IF(OR(G139=\"S\",G139=\"D\"),VLOOKUP(F139,'Component Capacity'!$C$8:$F$12,4,FALSE)*M139,IF(G139=\"W\",VLOOKUP(F139,'Component Capacity'!$C$16:$F$20,4,FALSE),\"OOPS\"))","v":25},2.0899999999999998E-2,"N/A",{"$f":"IF((VLOOKUP($C139,'Project Customer Details'!$B$6:$Q$1095,16,FALSE))<((VLOOKUP($C139,'Project Customer Details'!$B$6:$Q$1095,4,FALSE)*$L139)),VLOOKUP($C139,'Project Customer Details'!$B$6:$Q$1095,16,FALSE), (VLOOKUP($C139,'Project Customer Details'!$B$6:$Q$1095,4,FALSE)*$L139))","v":4.4620948388569392E-2},0,6,{"$f":"MIN(R139,S139,Summary!$D$14)","v":0},{"$f":"J139-(J139/(1+(Summary!$D$13))^(T139))","v":0}]
[null,137,"CNCL12","CNCL-012, RBLD. 5.5 MI , F-23 TO RG-4, HORNET CREEK","Distribution",12.5,"S",2008,255000,363872.96374814963,10.261918800796456,10.205728623456588,10,{"$f":"IF(OR(G140=\"S\",G140=\"D\"),VLOOKUP(F140,'Component Capacity'!$C$8:$F$12,4,FALSE)*M140,IF(G140=\"W\",VLOOKUP(F140,'Component Capacity'!$C$16:$F$20,4,FALSE),\"OOPS\"))","v":12.5},0.03,0.30000000000000071,{"$f":"IF((VLOOKUP($C140,'Project Customer Details'!$B$6:$Q$1095,16,FALSE))<((VLOOKUP($C140,'Project Customer Details'!$B$6:$Q$1095,4,FALSE)*$L140)),VLOOKUP($C140,'Project Customer Details'!$B$6:$Q$1095,16,FALSE), (VLOOKUP($C140,'Project Customer Details'!$B$6:$Q$1095,4,FALSE)*$L140))","v":0},0,7,{"$f":"MIN(R140,S140,Summary!$D$14)","v":0},{"$f":"J140-(J140/(1+(Summary!$D$13))^(T140))","v":0}]
[null,138,"MCAL41","MCAL041 TX-174 Relief","Distribution","T","W",2023,85000,85000,5.4,5.4,4.95,{"$f":"IF(OR(G141=\"S\",G141=\"D\"),VLOOKUP(F141,'Component Capacity'!$C$8:$F$12,4,FALSE)*M141,IF(G141=\"W\",VLOOKUP(F141,'Component Capacity'!$C$16:$F$20,4,FALSE),\"OOPS\"))","v":1.0909090909090908},7.7000000000000002E-3,"N/A",{"$f":"IF((VLOOKUP($C141,'Project Customer Details'!$B$6:$Q$1095,16,FALSE))<((VLOOKUP($C141,'Project Customer Details'!$B$6:$Q$1095,4,FALSE)*$L141)),VLOOKUP($C141,'Project Customer Details'!$B$6:$Q$1095,16,FALSE), (VLOOKUP($C141,'Project Customer Details'!$B$6:$Q$1095,4,FALSE)*$L141))","v":0},0,0,{"$f":"MIN(R141,S141,Summary!$D$14)","v":0},{"$f":"J141-(J141/(1+(Summary!$D$13))^(T141))","v":0}]
[null,139,"HBND41","HBND-041 Reconductor 5 mi 00 to 397 ACSR  Part 4 of 4","Distribution",34.5,"W",2010,400000,542514.16695887689,20.377472267375989,20.5265855432183,20,{"$f":"IF(OR(G142=\"S\",G142=\"D\"),VLOOKUP(F142,'Component Capacity'!$C$8:$F$12,4,FALSE)*M142,IF(G142=\"W\",VLOOKUP(F142,'Component Capacity'!$C$16:$F$20,4,FALSE),\"OOPS\"))","v":1.25},0.03,0.60000000000000142,{"$f":"IF((VLOOKUP($C142,'Project Customer Details'!$B$6:$Q$1095,16,FALSE))<((VLOOKUP($C142,'Project Customer Details'!$B$6:$Q$1095,4,FALSE)*$L142)),VLOOKUP($C142,'Project Customer Details'!$B$6:$Q$1095,16,FALSE), (VLOOKUP($C142,'Project Customer Details'!$B$6:$Q$1095,4,FALSE)*$L142))","v":0},0,0,{"$f":"MIN(R142,S142,Summary!$D$14)","v":0},{"$f":"J142-(J142/(1+(Summary!$D$13))^(T142))","v":0}]
[null,140,"NTVW12","Rebuild 1 miile of T133 from Dale to Buhl","Distribution",12.5,"S",2008,9810.81,13999.562790078366,10.150709899997516,10.121286208117121,10,{"$f":"IF(OR(G143=\"S\",G143=\"D\"),VLOOKUP(F143,'Component Capacity'!$C$8:$F$12,4,FALSE)*M143,IF(G143=\"W\",VLOOKUP(F143,'Component Capacity'!$C$16:$F$20,4,FALSE),\"OOPS\"))","v":12.5},0.03,0.30000000000000071,{"$f":"IF((VLOOKUP($C143,'Project Customer Details'!$B$6:$Q$1095,16,FALSE))<((VLOOKUP($C143,'Project Customer Details'!$B$6:$Q$1095,4,FALSE)*$L143)),VLOOKUP($C143,'Project Customer Details'!$B$6:$Q$1095,16,FALSE), (VLOOKUP($C143,'Project Customer Details'!$B$6:$Q$1095,4,FALSE)*$L143))","v":0},0,8,{"$f":"MIN(R143,S143,Summary!$D$14)","v":0},{"$f":"J143-(J143/(1+(Summary!$D$13))^(T143))","v":0}]
[null,141,"HBND41","Add 2nd feed to Garden Valley","Distribution",34.5,"W",2022,5652105,5652105,20.034712580565909,20.571604891619931,20,{"$f":"IF(OR(G144=\"S\",G144=\"D\"),VLOOKUP(F144,'Component Capacity'!$C$8:$F$12,4,FALSE)*M144,IF(G144=\"W\",VLOOKUP(F144,'Component Capacity'!$C$16:$F$20,4,FALSE),\"OOPS\"))","v":1.25},0.03,0.60000000000000142,{"$f":"IF((VLOOKUP($C144,'Project Customer Details'!$B$6:$Q$1095,16,FALSE))<((VLOOKUP($C144,'Project Customer Details'!$B$6:$Q$1095,4,FALSE)*$L144)),VLOOKUP($C144,'Project Customer Details'!$B$6:$Q$1095,16,FALSE), (VLOOKUP($C144,'Project Customer Details'!$B$6:$Q$1095,4,FALSE)*$L144))","v":0},0,0,{"$f":"MIN(R144,S144,Summary!$D$14)","v":0},{"$f":"J144-(J144/(1+(Summary!$D$13))^(T144))","v":0}]
[null,142,"CDWL14","Replace CDWL 014A failed getaway cable","Distribution",12.5,"S",2009,50000,69558.52342837934,10.079941174981968,10.175995099685236,10,{"$f":"IF(OR(G145=\"S\",G145=\"D\"),VLOOKUP(F145,'Component Capacity'!$C$8:$F$12,4,FALSE)*M145,IF(G145=\"W\",VLOOKUP(F145,'Component Capacity'!$C$16:$F$20,4,FALSE),\"OOPS\"))","v":12.5},0.03,0.30000000000000071,{"$f":"IF((VLOOKUP($C145,'Project Customer Details'!$B$6:$Q$1095,16,FALSE))<((VLOOKUP($C145,'Project Customer Details'!$B$6:$Q$1095,4,FALSE)*$L145)),VLOOKUP($C145,'Project Customer Details'!$B$6:$Q$1095,16,FALSE), (VLOOKUP($C145,'Project Customer Details'!$B$6:$Q$1095,4,FALSE)*$L145))","v":2.6327453118103441E-2},0,7,{"$f":"MIN(R145,S145,Summary!$D$14)","v":0},{"$f":"J145-(J145/(1+(Summary!$D$13))^(T145))","v":0}]
[null,143,"CDWL15","New CDWL11 to CDWL15 tie ","Distribution",12.5,"S",2024,230000,230000,12.72,12.72,10,{"$f":"IF(OR(G146=\"S\",G146=\"D\"),VLOOKUP(F146,'Component Capacity'!$C$8:$F$12,4,FALSE)*M146,IF(G146=\"W\",VLOOKUP(F146,'Component Capacity'!$C$16:$F$20,4,FALSE),\"OOPS\"))","v":12.5},2.53E-2,"N/A",{"$f":"IF((VLOOKUP($C146,'Project Customer Details'!$B$6:$Q$1095,16,FALSE))<((VLOOKUP($C146,'Project Customer Details'!$B$6:$Q$1095,4,FALSE)*$L146)),VLOOKUP($C146,'Project Customer Details'!$B$6:$Q$1095,16,FALSE), (VLOOKUP($C146,'Project Customer Details'!$B$6:$Q$1095,4,FALSE)*$L146))","v":1.9924040794974522E-3},0,0,{"$f":"MIN(R146,S146,Summary!$D$14)","v":0},{"$f":"J146-(J146/(1+(Summary!$D$13))^(T146))","v":0}]
[null,144,"DTRC11","DTRC-011 Getaway Upgrade","Distribution","C","S",2010,15000,20344.281260957883,6.2184561187717371,6.2420305310350539,6.08,{"$f":"IF(OR(G147=\"S\",G147=\"D\"),VLOOKUP(F147,'Component Capacity'!$C$8:$F$12,4,FALSE)*M147,IF(G147=\"W\",VLOOKUP(F147,'Component Capacity'!$C$16:$F$20,4,FALSE),\"OOPS\"))","v":6.7555555555555555},0.03,0.18240000000000034,{"$f":"IF((VLOOKUP($C147,'Project Customer Details'!$B$6:$Q$1095,16,FALSE))<((VLOOKUP($C147,'Project Customer Details'!$B$6:$Q$1095,4,FALSE)*$L147)),VLOOKUP($C147,'Project Customer Details'!$B$6:$Q$1095,16,FALSE), (VLOOKUP($C147,'Project Customer Details'!$B$6:$Q$1095,4,FALSE)*$L147))","v":0},0,3,{"$f":"MIN(R147,S147,Summary!$D$14)","v":0},{"$f":"J147-(J147/(1+(Summary!$D$13))^(T147))","v":0}]
[null,145,"BOMT41","Low voltage - 3 locations on BOMT-041, Rebuild Option.","Distribution",34.5,"S",2012,264971.76,341579.79011914448,20.14083493952295,20.249534141938327,20,{"$f":"IF(OR(G148=\"S\",G148=\"D\"),VLOOKUP(F148,'Component Capacity'!$C$8:$F$12,4,FALSE)*M148,IF(G148=\"W\",VLOOKUP(F148,'Component Capacity'!$C$16:$F$20,4,FALSE),\"OOPS\"))","v":25},0.03,0.60000000000000142,{"$f":"IF((VLOOKUP($C148,'Project Customer Details'!$B$6:$Q$1095,16,FALSE))<((VLOOKUP($C148,'Project Customer Details'!$B$6:$Q$1095,4,FALSE)*$L148)),VLOOKUP($C148,'Project Customer Details'!$B$6:$Q$1095,16,FALSE), (VLOOKUP($C148,'Project Customer Details'!$B$6:$Q$1095,4,FALSE)*$L148))","v":3.4484570902770753E-2},0,8,{"$f":"MIN(R148,S148,Summary!$D$14)","v":0},{"$f":"J148-(J148/(1+(Summary!$D$13))^(T148))","v":0}]
[null,146,"PAET11","Relieve PAET11 with PAET14 ","Distribution",12.5,"S",2015,730000,872022.44615243829,10.8,10.8,10,{"$f":"IF(OR(G149=\"S\",G149=\"D\"),VLOOKUP(F149,'Component Capacity'!$C$8:$F$12,4,FALSE)*M149,IF(G149=\"W\",VLOOKUP(F149,'Component Capacity'!$C$16:$F$20,4,FALSE),\"OOPS\"))","v":12.5},1.7500000000000002E-2,"N/A",{"$f":"IF((VLOOKUP($C149,'Project Customer Details'!$B$6:$Q$1095,16,FALSE))<((VLOOKUP($C149,'Project Customer Details'!$B$6:$Q$1095,4,FALSE)*$L149)),VLOOKUP($C149,'Project Customer Details'!$B$6:$Q$1095,16,FALSE), (VLOOKUP($C149,'Project Customer Details'!$B$6:$Q$1095,4,FALSE)*$L149))","v":1.3246616993025468E-2},0,9,{"$f":"MIN(R149,S149,Summary!$D$14)","v":0},{"$f":"J149-(J149/(1+(Summary!$D$13))^(T149))","v":0}]
[null,147,"ONTO20","IPCO/CITY OF ONTARIO WASHINGTON ST. REALIGNMENT","Distribution",34.5,"S",2010,100000,135628.54173971922,20.363562869022015,20.228245372186262,20,{"$f":"IF(OR(G150=\"S\",G150=\"D\"),VLOOKUP(F150,'Component Capacity'!$C$8:$F$12,4,FALSE)*M150,IF(G150=\"W\",VLOOKUP(F150,'Component Capacity'!$C$16:$F$20,4,FALSE),\"OOPS\"))","v":25},0.03,0.60000000000000142,{"$f":"IF((VLOOKUP($C150,'Project Customer Details'!$B$6:$Q$1095,16,FALSE))<((VLOOKUP($C150,'Project Customer Details'!$B$6:$Q$1095,4,FALSE)*$L150)),VLOOKUP($C150,'Project Customer Details'!$B$6:$Q$1095,16,FALSE), (VLOOKUP($C150,'Project Customer Details'!$B$6:$Q$1095,4,FALSE)*$L150))","v":2.1519398690769496E-2},0,8,{"$f":"MIN(R150,S150,Summary!$D$14)","v":0},{"$f":"J150-(J150/(1+(Summary!$D$13))^(T150))","v":0}]
[null,148,"ETGT16","Build new 138-12.5 kV substation","Distribution",12.5,"S",2011,1954006.91,2583734.7708121734,10.1,10.55,10,{"$f":"IF(OR(G151=\"S\",G151=\"D\"),VLOOKUP(F151,'Component Capacity'!$C$8:$F$12,4,FALSE)*M151,IF(G151=\"W\",VLOOKUP(F151,'Component Capacity'!$C$16:$F$20,4,FALSE),\"OOPS\"))","v":12.5},4.4999999999999998E-2,"N/A",{"$f":"IF((VLOOKUP($C151,'Project Customer Details'!$B$6:$Q$1095,16,FALSE))<((VLOOKUP($C151,'Project Customer Details'!$B$6:$Q$1095,4,FALSE)*$L151)),VLOOKUP($C151,'Project Customer Details'!$B$6:$Q$1095,16,FALSE), (VLOOKUP($C151,'Project Customer Details'!$B$6:$Q$1095,4,FALSE)*$L151))","v":2.8423677094571748E-2},0,4,{"$f":"MIN(R151,S151,Summary!$D$14)","v":0},{"$f":"J151-(J151/(1+(Summary!$D$13))^(T151))","v":0}]
[null,149,"ETGT12","KBLY-012 Build 1 mile south out of new sub","Distribution",12.5,"S",2011,279591.15999999997,369696.44170997821,10.199999999999999,10.199999999999999,10,{"$f":"IF(OR(G152=\"S\",G152=\"D\"),VLOOKUP(F152,'Component Capacity'!$C$8:$F$12,4,FALSE)*M152,IF(G152=\"W\",VLOOKUP(F152,'Component Capacity'!$C$16:$F$20,4,FALSE),\"OOPS\"))","v":12.5},1.2E-2,"N/A",{"$f":"IF((VLOOKUP($C152,'Project Customer Details'!$B$6:$Q$1095,16,FALSE))<((VLOOKUP($C152,'Project Customer Details'!$B$6:$Q$1095,4,FALSE)*$L152)),VLOOKUP($C152,'Project Customer Details'!$B$6:$Q$1095,16,FALSE), (VLOOKUP($C152,'Project Customer Details'!$B$6:$Q$1095,4,FALSE)*$L152))","v":2.7294311370545114E-2},0,18,{"$f":"MIN(R152,S152,Summary!$D$14)","v":0},{"$f":"J152-(J152/(1+(Summary!$D$13))^(T152))","v":0}]
[null,150,"ETGT12","Add distribution underbuild to new 138 kV line to KBLY sub","Distribution",12.5,"S",2011,223851.47,295993.23501697247,10.199999999999999,10.199999999999999,10,{"$f":"IF(OR(G153=\"S\",G153=\"D\"),VLOOKUP(F153,'Component Capacity'!$C$8:$F$12,4,FALSE)*M153,IF(G153=\"W\",VLOOKUP(F153,'Component Capacity'!$C$16:$F$20,4,FALSE),\"OOPS\"))","v":12.5},1.2E-2,"N/A",{"$f":"IF((VLOOKUP($C153,'Project Customer Details'!$B$6:$Q$1095,16,FALSE))<((VLOOKUP($C153,'Project Customer Details'!$B$6:$Q$1095,4,FALSE)*$L153)),VLOOKUP($C153,'Project Customer Details'!$B$6:$Q$1095,16,FALSE), (VLOOKUP($C153,'Project Customer Details'!$B$6:$Q$1095,4,FALSE)*$L153))","v":2.7294311370545114E-2},0,18,{"$f":"MIN(R153,S153,Summary!$D$14)","v":0},{"$f":"J153-(J153/(1+(Summary!$D$13))^(T153))","v":0}]
[null,151,"SLVR41","SLVR-041 Extend three-phase from R-85 to RG-87","Distribution",34.5,"S",2011,93478.44,123604.21783220793,20.072659021093443,20.081742586380578,20,{"$f":"IF(OR(G154=\"S\",G154=\"D\"),VLOOKUP(F154,'Component Capacity'!$C$8:$F$12,4,FALSE)*M154,IF(G154=\"W\",VLOOKUP(F154,'Component Capacity'!$C$16:$F$20,4,FALSE),\"OOPS\"))","v":25},0.03,0.60000000000000142,{"$f":"IF((VLOOKUP($C154,'Project Customer Details'!$B$6:$Q$1095,16,FALSE))<((VLOOKUP($C154,'Project Customer Details'!$B$6:$Q$1095,4,FALSE)*$L154)),VLOOKUP($C154,'Project Customer Details'!$B$6:$Q$1095,16,FALSE), (VLOOKUP($C154,'Project Customer Details'!$B$6:$Q$1095,4,FALSE)*$L154))","v":7.9257726801141279E-2},0,8,{"$f":"MIN(R154,S154,Summary!$D$14)","v":0},{"$f":"J154-(J154/(1+(Summary!$D$13))^(T154))","v":0}]
[null,152,"WLDR11","Replace 011A's 6 failing disconnects and 011 bypass fuses","Distribution",12.5,"S",2011,18540.560000000001,24515.721667703496,10.115674761834997,10.214780482520512,10,{"$f":"IF(OR(G155=\"S\",G155=\"D\"),VLOOKUP(F155,'Component Capacity'!$C$8:$F$12,4,FALSE)*M155,IF(G155=\"W\",VLOOKUP(F155,'Component Capacity'!$C$16:$F$20,4,FALSE),\"OOPS\"))","v":12.5},0.03,0.30000000000000071,{"$f":"IF((VLOOKUP($C155,'Project Customer Details'!$B$6:$Q$1095,16,FALSE))<((VLOOKUP($C155,'Project Customer Details'!$B$6:$Q$1095,4,FALSE)*$L155)),VLOOKUP($C155,'Project Customer Details'!$B$6:$Q$1095,16,FALSE), (VLOOKUP($C155,'Project Customer Details'!$B$6:$Q$1095,4,FALSE)*$L155))","v":2.3407244215404221E-3},0,7,{"$f":"MIN(R155,S155,Summary!$D$14)","v":0},{"$f":"J155-(J155/(1+(Summary!$D$13))^(T155))","v":0}]
[null,153,"CACK43","CACK-043-12 F20 Tap Overloaded","Distribution",34.5,"S",2013,33013.760000000002,41491.421017113556,20.544036408305804,20.130178262106963,20,{"$f":"IF(OR(G156=\"S\",G156=\"D\"),VLOOKUP(F156,'Component Capacity'!$C$8:$F$12,4,FALSE)*M156,IF(G156=\"W\",VLOOKUP(F156,'Component Capacity'!$C$16:$F$20,4,FALSE),\"OOPS\"))","v":25},0.03,0.60000000000000142,{"$f":"IF((VLOOKUP($C156,'Project Customer Details'!$B$6:$Q$1095,16,FALSE))<((VLOOKUP($C156,'Project Customer Details'!$B$6:$Q$1095,4,FALSE)*$L156)),VLOOKUP($C156,'Project Customer Details'!$B$6:$Q$1095,16,FALSE), (VLOOKUP($C156,'Project Customer Details'!$B$6:$Q$1095,4,FALSE)*$L156))","v":0},0,8,{"$f":"MIN(R156,S156,Summary!$D$14)","v":0},{"$f":"J156-(J156/(1+(Summary!$D$13))^(T156))","v":0}]
[null,154,"BOIS14","Electric Vehicle Impact on Grid ","Distribution",12.5,"S",2013,63793.39,80175.005894479196,10.099614643830046,10.211193161842385,10,{"$f":"IF(OR(G157=\"S\",G157=\"D\"),VLOOKUP(F157,'Component Capacity'!$C$8:$F$12,4,FALSE)*M157,IF(G157=\"W\",VLOOKUP(F157,'Component Capacity'!$C$16:$F$20,4,FALSE),\"OOPS\"))","v":12.5},0.03,0.30000000000000071,{"$f":"IF((VLOOKUP($C157,'Project Customer Details'!$B$6:$Q$1095,16,FALSE))<((VLOOKUP($C157,'Project Customer Details'!$B$6:$Q$1095,4,FALSE)*$L157)),VLOOKUP($C157,'Project Customer Details'!$B$6:$Q$1095,16,FALSE), (VLOOKUP($C157,'Project Customer Details'!$B$6:$Q$1095,4,FALSE)*$L157))","v":2.9399946465658447E-3},0,7,{"$f":"MIN(R157,S157,Summary!$D$14)","v":0},{"$f":"J157-(J157/(1+(Summary!$D$13))^(T157))","v":0}]
[null,155,"HGSN12","HGSN-012 336 AL Reconductor for 2.25 miles between HGSN and I-84","Distribution",12.5,"S",2014,522429.31,640120.29370382661,10.258303473397612,10.290365749034814,10,{"$f":"IF(OR(G158=\"S\",G158=\"D\"),VLOOKUP(F158,'Component Capacity'!$C$8:$F$12,4,FALSE)*M158,IF(G158=\"W\",VLOOKUP(F158,'Component Capacity'!$C$16:$F$20,4,FALSE),\"OOPS\"))","v":12.5},0.03,0.30000000000000071,{"$f":"IF((VLOOKUP($C158,'Project Customer Details'!$B$6:$Q$1095,16,FALSE))<((VLOOKUP($C158,'Project Customer Details'!$B$6:$Q$1095,4,FALSE)*$L158)),VLOOKUP($C158,'Project Customer Details'!$B$6:$Q$1095,16,FALSE), (VLOOKUP($C158,'Project Customer Details'!$B$6:$Q$1095,4,FALSE)*$L158))","v":0},0,7,{"$f":"MIN(R158,S158,Summary!$D$14)","v":0},{"$f":"J158-(J158/(1+(Summary!$D$13))^(T158))","v":0}]
[null,156,"EDEN42","EDEN-042 Replace TX-23 transformers with 3-2500 kVA","Distribution","T","S",2014,93660.3,114759.75332315966,4.95,4.95,4.41,{"$f":"IF(OR(G159=\"S\",G159=\"D\"),VLOOKUP(F159,'Component Capacity'!$C$8:$F$12,4,FALSE)*M159,IF(G159=\"W\",VLOOKUP(F159,'Component Capacity'!$C$16:$F$20,4,FALSE),\"OOPS\"))","v":4.5},1.4999999999999999E-2,"N/A",{"$f":"IF((VLOOKUP($C159,'Project Customer Details'!$B$6:$Q$1095,16,FALSE))<((VLOOKUP($C159,'Project Customer Details'!$B$6:$Q$1095,4,FALSE)*$L159)),VLOOKUP($C159,'Project Customer Details'!$B$6:$Q$1095,16,FALSE), (VLOOKUP($C159,'Project Customer Details'!$B$6:$Q$1095,4,FALSE)*$L159))","v":1.8954004025995553E-2},0,0,{"$f":"MIN(R159,S159,Summary!$D$14)","v":0},{"$f":"J159-(J159/(1+(Summary!$D$13))^(T159))","v":0}]
[null,157,"EDEN42","EDEN42 - stepdown transformers TX-82 are reaching capacity on one phase (C-phase)","Distribution","T","S",2017,45080.77,51184.399661777083,0.34399999999999997,0.34399999999999997,0.245,{"$f":"IF(OR(G160=\"S\",G160=\"D\"),VLOOKUP(F160,'Component Capacity'!$C$8:$F$12,4,FALSE)*M160,IF(G160=\"W\",VLOOKUP(F160,'Component Capacity'!$C$16:$F$20,4,FALSE),\"OOPS\"))","v":0.25},1.7500000000000002E-2,"N/A",{"$f":"IF((VLOOKUP($C160,'Project Customer Details'!$B$6:$Q$1095,16,FALSE))<((VLOOKUP($C160,'Project Customer Details'!$B$6:$Q$1095,4,FALSE)*$L160)),VLOOKUP($C160,'Project Customer Details'!$B$6:$Q$1095,16,FALSE), (VLOOKUP($C160,'Project Customer Details'!$B$6:$Q$1095,4,FALSE)*$L160))","v":1.8954004025995553E-2},0,0,{"$f":"MIN(R160,S160,Summary!$D$14)","v":0},{"$f":"J160-(J160/(1+(Summary!$D$13))^(T160))","v":0}]
[null,158,"EDEN42","EDEN41 - TX-95 stepdowns are reaching nameplate capacity","Distribution","T","S",2019,88597.08,95610.850541151885,0.51,0.51,0.49,{"$f":"IF(OR(G161=\"S\",G161=\"D\"),VLOOKUP(F161,'Component Capacity'!$C$8:$F$12,4,FALSE)*M161,IF(G161=\"W\",VLOOKUP(F161,'Component Capacity'!$C$16:$F$20,4,FALSE),\"OOPS\"))","v":0.5},1.0999999999999999E-2,"N/A",{"$f":"IF((VLOOKUP($C161,'Project Customer Details'!$B$6:$Q$1095,16,FALSE))<((VLOOKUP($C161,'Project Customer Details'!$B$6:$Q$1095,4,FALSE)*$L161)),VLOOKUP($C161,'Project Customer Details'!$B$6:$Q$1095,16,FALSE), (VLOOKUP($C161,'Project Customer Details'!$B$6:$Q$1095,4,FALSE)*$L161))","v":1.8954004025995553E-2},0,0,{"$f":"MIN(R161,S161,Summary!$D$14)","v":0},{"$f":"J161-(J161/(1+(Summary!$D$13))^(T161))","v":0}]
[null,159,"HGSN12","HGSN-013 Reconductor 1.4 miles along US 30","Distribution",12.5,"S",2019,548030.43999999994,591415.1627891314,10.131670150132193,10.114398203056918,10,{"$f":"IF(OR(G162=\"S\",G162=\"D\"),VLOOKUP(F162,'Component Capacity'!$C$8:$F$12,4,FALSE)*M162,IF(G162=\"W\",VLOOKUP(F162,'Component Capacity'!$C$16:$F$20,4,FALSE),\"OOPS\"))","v":12.5},0.03,0.30000000000000071,{"$f":"IF((VLOOKUP($C162,'Project Customer Details'!$B$6:$Q$1095,16,FALSE))<((VLOOKUP($C162,'Project Customer Details'!$B$6:$Q$1095,4,FALSE)*$L162)),VLOOKUP($C162,'Project Customer Details'!$B$6:$Q$1095,16,FALSE), (VLOOKUP($C162,'Project Customer Details'!$B$6:$Q$1095,4,FALSE)*$L162))","v":0},0,8,{"$f":"MIN(R162,S162,Summary!$D$14)","v":0},{"$f":"J162-(J162/(1+(Summary!$D$13))^(T162))","v":0}]
[null,160,"VLVU11","VLVU-011 Low Voltage","Distribution",12.5,"S",2014,39612.94,48536.799719893323,10.130567578899763,10.260891474198919,10,{"$f":"IF(OR(G163=\"S\",G163=\"D\"),VLOOKUP(F163,'Component Capacity'!$C$8:$F$12,4,FALSE)*M163,IF(G163=\"W\",VLOOKUP(F163,'Component Capacity'!$C$16:$F$20,4,FALSE),\"OOPS\"))","v":12.5},0.03,0.30000000000000071,{"$f":"IF((VLOOKUP($C163,'Project Customer Details'!$B$6:$Q$1095,16,FALSE))<((VLOOKUP($C163,'Project Customer Details'!$B$6:$Q$1095,4,FALSE)*$L163)),VLOOKUP($C163,'Project Customer Details'!$B$6:$Q$1095,16,FALSE), (VLOOKUP($C163,'Project Customer Details'!$B$6:$Q$1095,4,FALSE)*$L163))","v":1.2787003075616888E-2},0,7,{"$f":"MIN(R163,S163,Summary!$D$14)","v":0},{"$f":"J163-(J163/(1+(Summary!$D$13))^(T163))","v":0}]
[null,161,"PTVY43","Offload PTVY-043 ","Distribution",34.5,"S",2015,196902.03,235209.5751410696,24.3,24.3,20,{"$f":"IF(OR(G164=\"S\",G164=\"D\"),VLOOKUP(F164,'Component Capacity'!$C$8:$F$12,4,FALSE)*M164,IF(G164=\"W\",VLOOKUP(F164,'Component Capacity'!$C$16:$F$20,4,FALSE),\"OOPS\"))","v":25},0.01,"N/A",{"$f":"IF((VLOOKUP($C164,'Project Customer Details'!$B$6:$Q$1095,16,FALSE))<((VLOOKUP($C164,'Project Customer Details'!$B$6:$Q$1095,4,FALSE)*$L164)),VLOOKUP($C164,'Project Customer Details'!$B$6:$Q$1095,16,FALSE), (VLOOKUP($C164,'Project Customer Details'!$B$6:$Q$1095,4,FALSE)*$L164))","v":0},0,3,{"$f":"MIN(R164,S164,Summary!$D$14)","v":0},{"$f":"J164-(J164/(1+(Summary!$D$13))^(T164))","v":0}]
[null,162,"PTVY41","PTVY Replace 3 OCB's plus station work for new 34.5 kV feeder 044 plus repl T131 protection","Distribution",34.5,"S",2016,839881.22,978122.87691951648,23.1,23.1,20,{"$f":"IF(OR(G165=\"S\",G165=\"D\"),VLOOKUP(F165,'Component Capacity'!$C$8:$F$12,4,FALSE)*M165,IF(G165=\"W\",VLOOKUP(F165,'Component Capacity'!$C$16:$F$20,4,FALSE),\"OOPS\"))","v":25},1.4999999999999999E-2,"N/A",{"$f":"IF((VLOOKUP($C165,'Project Customer Details'!$B$6:$Q$1095,16,FALSE))<((VLOOKUP($C165,'Project Customer Details'!$B$6:$Q$1095,4,FALSE)*$L165)),VLOOKUP($C165,'Project Customer Details'!$B$6:$Q$1095,16,FALSE), (VLOOKUP($C165,'Project Customer Details'!$B$6:$Q$1095,4,FALSE)*$L165))","v":8.6484676037600083E-4},0,6,{"$f":"MIN(R165,S165,Summary!$D$14)","v":0},{"$f":"J165-(J165/(1+(Summary!$D$13))^(T165))","v":0}]
[null,163,"PTVY41","PTVY Lines work for a new 34.5-kV feeder 044 to relieve feeder PTVY-041","Distribution",34.5,"S",2016,861023.91,1002745.5834120102,23.1,23.1,20,{"$f":"IF(OR(G166=\"S\",G166=\"D\"),VLOOKUP(F166,'Component Capacity'!$C$8:$F$12,4,FALSE)*M166,IF(G166=\"W\",VLOOKUP(F166,'Component Capacity'!$C$16:$F$20,4,FALSE),\"OOPS\"))","v":25},1.4999999999999999E-2,"N/A",{"$f":"IF((VLOOKUP($C166,'Project Customer Details'!$B$6:$Q$1095,16,FALSE))<((VLOOKUP($C166,'Project Customer Details'!$B$6:$Q$1095,4,FALSE)*$L166)),VLOOKUP($C166,'Project Customer Details'!$B$6:$Q$1095,16,FALSE), (VLOOKUP($C166,'Project Customer Details'!$B$6:$Q$1095,4,FALSE)*$L166))","v":8.6484676037600083E-4},0,6,{"$f":"MIN(R166,S166,Summary!$D$14)","v":0},{"$f":"J166-(J166/(1+(Summary!$D$13))^(T166))","v":0}]
[null,164,"SHSH12","SHSH-012 Rebuild 3.5 Miles along HWY 75","Distribution",12.5,"S",2018,641882.37,710513.73584416532,10.000429775098523,10.093198795755326,10,{"$f":"IF(OR(G167=\"S\",G167=\"D\"),VLOOKUP(F167,'Component Capacity'!$C$8:$F$12,4,FALSE)*M167,IF(G167=\"W\",VLOOKUP(F167,'Component Capacity'!$C$16:$F$20,4,FALSE),\"OOPS\"))","v":12.5},0.03,0.30000000000000071,{"$f":"IF((VLOOKUP($C167,'Project Customer Details'!$B$6:$Q$1095,16,FALSE))<((VLOOKUP($C167,'Project Customer Details'!$B$6:$Q$1095,4,FALSE)*$L167)),VLOOKUP($C167,'Project Customer Details'!$B$6:$Q$1095,16,FALSE), (VLOOKUP($C167,'Project Customer Details'!$B$6:$Q$1095,4,FALSE)*$L167))","v":4.7307591095747697E-2},0,8,{"$f":"MIN(R167,S167,Summary!$D$14)","v":0},{"$f":"J167-(J167/(1+(Summary!$D$13))^(T167))","v":0}]
[null,165,"EMET14","Add new EMET-015 feeder","Distribution",12.5,"W",2016,414759,483026.95267821534,10.3,10.3,10,{"$f":"IF(OR(G168=\"S\",G168=\"D\"),VLOOKUP(F168,'Component Capacity'!$C$8:$F$12,4,FALSE)*M168,IF(G168=\"W\",VLOOKUP(F168,'Component Capacity'!$C$16:$F$20,4,FALSE),\"OOPS\"))","v":1.25},0.02,"N/A",{"$f":"IF((VLOOKUP($C168,'Project Customer Details'!$B$6:$Q$1095,16,FALSE))<((VLOOKUP($C168,'Project Customer Details'!$B$6:$Q$1095,4,FALSE)*$L168)),VLOOKUP($C168,'Project Customer Details'!$B$6:$Q$1095,16,FALSE), (VLOOKUP($C168,'Project Customer Details'!$B$6:$Q$1095,4,FALSE)*$L168))","v":0},0,0,{"$f":"MIN(R168,S168,Summary!$D$14)","v":0},{"$f":"J168-(J168/(1+(Summary!$D$13))^(T168))","v":0}]
[null,166,"HSTN11","HSTN-011 Construction to Relieve CDWL-17","Distribution",12.5,"W",2017,543285.49,616842.65043841081,10.4,10.4,10,{"$f":"IF(OR(G169=\"S\",G169=\"D\"),VLOOKUP(F169,'Component Capacity'!$C$8:$F$12,4,FALSE)*M169,IF(G169=\"W\",VLOOKUP(F169,'Component Capacity'!$C$16:$F$20,4,FALSE),\"OOPS\"))","v":1.25},2.75E-2,"N/A",{"$f":"IF((VLOOKUP($C169,'Project Customer Details'!$B$6:$Q$1095,16,FALSE))<((VLOOKUP($C169,'Project Customer Details'!$B$6:$Q$1095,4,FALSE)*$L169)),VLOOKUP($C169,'Project Customer Details'!$B$6:$Q$1095,16,FALSE), (VLOOKUP($C169,'Project Customer Details'!$B$6:$Q$1095,4,FALSE)*$L169))","v":0},0,0,{"$f":"MIN(R169,S169,Summary!$D$14)","v":0},{"$f":"J169-(J169/(1+(Summary!$D$13))^(T169))","v":0}]
[null,167,"BUGU42","BUGU-042 Reconductor 1 mile between 4100N and 4200N","Distribution",34.5,"S",2020,112874.26,118755.41768527261,20.389603570195991,20.428264292095442,20,{"$f":"IF(OR(G170=\"S\",G170=\"D\"),VLOOKUP(F170,'Component Capacity'!$C$8:$F$12,4,FALSE)*M170,IF(G170=\"W\",VLOOKUP(F170,'Component Capacity'!$C$16:$F$20,4,FALSE),\"OOPS\"))","v":25},0.03,0.60000000000000142,{"$f":"IF((VLOOKUP($C170,'Project Customer Details'!$B$6:$Q$1095,16,FALSE))<((VLOOKUP($C170,'Project Customer Details'!$B$6:$Q$1095,4,FALSE)*$L170)),VLOOKUP($C170,'Project Customer Details'!$B$6:$Q$1095,16,FALSE), (VLOOKUP($C170,'Project Customer Details'!$B$6:$Q$1095,4,FALSE)*$L170))","v":4.1585016781954852E-3},0,7,{"$f":"MIN(R170,S170,Summary!$D$14)","v":0},{"$f":"J170-(J170/(1+(Summary!$D$13))^(T170))","v":0}]
[null,168,"NMPA20","CADA BUILD A NEW 138/12.5KV STATION-CHERRY & CAN-ADA","Distribution",12.5,"S",2017,4109535.55,4665938.7143449606,10.54,10.54,10,{"$f":"IF(OR(G171=\"S\",G171=\"D\"),VLOOKUP(F171,'Component Capacity'!$C$8:$F$12,4,FALSE)*M171,IF(G171=\"W\",VLOOKUP(F171,'Component Capacity'!$C$16:$F$20,4,FALSE),\"OOPS\"))","v":12.5},3.4000000000000002E-2,"N/A",{"$f":"IF((VLOOKUP($C171,'Project Customer Details'!$B$6:$Q$1095,16,FALSE))<((VLOOKUP($C171,'Project Customer Details'!$B$6:$Q$1095,4,FALSE)*$L171)),VLOOKUP($C171,'Project Customer Details'!$B$6:$Q$1095,16,FALSE), (VLOOKUP($C171,'Project Customer Details'!$B$6:$Q$1095,4,FALSE)*$L171))","v":3.1135249094867135E-2},0,6,{"$f":"MIN(R171,S171,Summary!$D$14)","v":0},{"$f":"J171-(J171/(1+(Summary!$D$13))^(T171))","v":0}]
[null,169,"EAGL11","Relieve EAGL11 via load transfer to JPLN41","Distribution",12.5,"S",2018,1017924.38,1126762.9208146904,10.35,10.35,10,{"$f":"IF(OR(G172=\"S\",G172=\"D\"),VLOOKUP(F172,'Component Capacity'!$C$8:$F$12,4,FALSE)*M172,IF(G172=\"W\",VLOOKUP(F172,'Component Capacity'!$C$16:$F$20,4,FALSE),\"OOPS\"))","v":12.5},0.05,"N/A",{"$f":"IF((VLOOKUP($C172,'Project Customer Details'!$B$6:$Q$1095,16,FALSE))<((VLOOKUP($C172,'Project Customer Details'!$B$6:$Q$1095,4,FALSE)*$L172)),VLOOKUP($C172,'Project Customer Details'!$B$6:$Q$1095,16,FALSE), (VLOOKUP($C172,'Project Customer Details'!$B$6:$Q$1095,4,FALSE)*$L172))","v":1.3012711279591267E-2},0,4,{"$f":"MIN(R172,S172,Summary!$D$14)","v":0},{"$f":"J172-(J172/(1+(Summary!$D$13))^(T172))","v":0}]
[null,170,"EAGL13","Relieve EAGL13 via transfer to HDSP11","Distribution",12.5,"S",2019,262942.19,283757.9571364334,10.039999999999999,10.039999999999999,10,{"$f":"IF(OR(G173=\"S\",G173=\"D\"),VLOOKUP(F173,'Component Capacity'!$C$8:$F$12,4,FALSE)*M173,IF(G173=\"W\",VLOOKUP(F173,'Component Capacity'!$C$16:$F$20,4,FALSE),\"OOPS\"))","v":12.5},0.03,"N/A",{"$f":"IF((VLOOKUP($C173,'Project Customer Details'!$B$6:$Q$1095,16,FALSE))<((VLOOKUP($C173,'Project Customer Details'!$B$6:$Q$1095,4,FALSE)*$L173)),VLOOKUP($C173,'Project Customer Details'!$B$6:$Q$1095,16,FALSE), (VLOOKUP($C173,'Project Customer Details'!$B$6:$Q$1095,4,FALSE)*$L173))","v":5.803309541103259E-3},0,8,{"$f":"MIN(R173,S173,Summary!$D$14)","v":0},{"$f":"J173-(J173/(1+(Summary!$D$13))^(T173))","v":0}]
[null,171,"EAGL12","Relieve EAGL12 via load transfer to JPLN42","Distribution",12.5,"S",2020,498140.58,524095.50808026525,10.17,10.17,10,{"$f":"IF(OR(G174=\"S\",G174=\"D\"),VLOOKUP(F174,'Component Capacity'!$C$8:$F$12,4,FALSE)*M174,IF(G174=\"W\",VLOOKUP(F174,'Component Capacity'!$C$16:$F$20,4,FALSE),\"OOPS\"))","v":12.5},1.44E-2,"N/A",{"$f":"IF((VLOOKUP($C174,'Project Customer Details'!$B$6:$Q$1095,16,FALSE))<((VLOOKUP($C174,'Project Customer Details'!$B$6:$Q$1095,4,FALSE)*$L174)),VLOOKUP($C174,'Project Customer Details'!$B$6:$Q$1095,16,FALSE), (VLOOKUP($C174,'Project Customer Details'!$B$6:$Q$1095,4,FALSE)*$L174))","v":2.4684481517070811E-2},0,15,{"$f":"MIN(R174,S174,Summary!$D$14)","v":0},{"$f":"J174-(J174/(1+(Summary!$D$13))^(T174))","v":0}]
[null,172,"BKAT12","Add a new metalclad and new CADA 15 feeder","Distribution",12.5,"S",2026,1260000,1260000,10.14,10.14,10,{"$f":"IF(OR(G175=\"S\",G175=\"D\"),VLOOKUP(F175,'Component Capacity'!$C$8:$F$12,4,FALSE)*M175,IF(G175=\"W\",VLOOKUP(F175,'Component Capacity'!$C$16:$F$20,4,FALSE),\"OOPS\"))","v":12.5},2.6599999999999999E-2,"N/A",{"$f":"IF((VLOOKUP($C175,'Project Customer Details'!$B$6:$Q$1095,16,FALSE))<((VLOOKUP($C175,'Project Customer Details'!$B$6:$Q$1095,4,FALSE)*$L175)),VLOOKUP($C175,'Project Customer Details'!$B$6:$Q$1095,16,FALSE), (VLOOKUP($C175,'Project Customer Details'!$B$6:$Q$1095,4,FALSE)*$L175))","v":1.3638645521843294E-2},0,8,{"$f":"MIN(R175,S175,Summary!$D$14)","v":0},{"$f":"J175-(J175/(1+(Summary!$D$13))^(T175))","v":0}]
[null,173,"VTRY12","VTRY-017 FEEDER","Distribution",12.5,"S",2018,172965.34,191459.14522462463,11.6,11.6,10,{"$f":"IF(OR(G176=\"S\",G176=\"D\"),VLOOKUP(F176,'Component Capacity'!$C$8:$F$12,4,FALSE)*M176,IF(G176=\"W\",VLOOKUP(F176,'Component Capacity'!$C$16:$F$20,4,FALSE),\"OOPS\"))","v":12.5},2.5000000000000001E-2,"N/A",{"$f":"IF((VLOOKUP($C176,'Project Customer Details'!$B$6:$Q$1095,16,FALSE))<((VLOOKUP($C176,'Project Customer Details'!$B$6:$Q$1095,4,FALSE)*$L176)),VLOOKUP($C176,'Project Customer Details'!$B$6:$Q$1095,16,FALSE), (VLOOKUP($C176,'Project Customer Details'!$B$6:$Q$1095,4,FALSE)*$L176))","v":0},0,4,{"$f":"MIN(R176,S176,Summary!$D$14)","v":0},{"$f":"J176-(J176/(1+(Summary!$D$13))^(T176))","v":0}]
[null,174,"LCNS12","Add new feeder LCNS-12","Distribution",12.5,"S",2018,436093.42,482721.41361548629,10.1,10.1,10,{"$f":"IF(OR(G177=\"S\",G177=\"D\"),VLOOKUP(F177,'Component Capacity'!$C$8:$F$12,4,FALSE)*M177,IF(G177=\"W\",VLOOKUP(F177,'Component Capacity'!$C$16:$F$20,4,FALSE),\"OOPS\"))","v":12.5},2.4E-2,"N/A",{"$f":"IF((VLOOKUP($C177,'Project Customer Details'!$B$6:$Q$1095,16,FALSE))<((VLOOKUP($C177,'Project Customer Details'!$B$6:$Q$1095,4,FALSE)*$L177)),VLOOKUP($C177,'Project Customer Details'!$B$6:$Q$1095,16,FALSE), (VLOOKUP($C177,'Project Customer Details'!$B$6:$Q$1095,4,FALSE)*$L177))","v":6.2818493439184499E-5},0,9,{"$f":"MIN(R177,S177,Summary!$D$14)","v":0},{"$f":"J177-(J177/(1+(Summary!$D$13))^(T177))","v":0}]
[null,175,"BYRL11","BYRL Construct a new 15 MW, 900A, 12.5-kV feeder ","Distribution",12.5,"S",2019,2920826.68,3152053.3538812893,10.107298198493442,10.186061550900437,10,{"$f":"IF(OR(G178=\"S\",G178=\"D\"),VLOOKUP(F178,'Component Capacity'!$C$8:$F$12,4,FALSE)*M178,IF(G178=\"W\",VLOOKUP(F178,'Component Capacity'!$C$16:$F$20,4,FALSE),\"OOPS\"))","v":12.5},0.03,0.30000000000000071,{"$f":"IF((VLOOKUP($C178,'Project Customer Details'!$B$6:$Q$1095,16,FALSE))<((VLOOKUP($C178,'Project Customer Details'!$B$6:$Q$1095,4,FALSE)*$L178)),VLOOKUP($C178,'Project Customer Details'!$B$6:$Q$1095,16,FALSE), (VLOOKUP($C178,'Project Customer Details'!$B$6:$Q$1095,4,FALSE)*$L178))","v":0},0,7,{"$f":"MIN(R178,S178,Summary!$D$14)","v":0},{"$f":"J178-(J178/(1+(Summary!$D$13))^(T178))","v":0}]
[null,176,"MORA45","Integrate a new VTRY circuit","Distribution",34.5,"S",2023,458573,458573,20.03,20.03,20,{"$f":"IF(OR(G179=\"S\",G179=\"D\"),VLOOKUP(F179,'Component Capacity'!$C$8:$F$12,4,FALSE)*M179,IF(G179=\"W\",VLOOKUP(F179,'Component Capacity'!$C$16:$F$20,4,FALSE),\"OOPS\"))","v":25},2.46E-2,"N/A",{"$f":"IF((VLOOKUP($C179,'Project Customer Details'!$B$6:$Q$1095,16,FALSE))<((VLOOKUP($C179,'Project Customer Details'!$B$6:$Q$1095,4,FALSE)*$L179)),VLOOKUP($C179,'Project Customer Details'!$B$6:$Q$1095,16,FALSE), (VLOOKUP($C179,'Project Customer Details'!$B$6:$Q$1095,4,FALSE)*$L179))","v":2.8482721282441191E-2},0,10,{"$f":"MIN(R179,S179,Summary!$D$14)","v":0},{"$f":"J179-(J179/(1+(Summary!$D$13))^(T179))","v":0}]
[null,177,"EAGL16","Relieve EAGL16 via a new tie to STAR11","Distribution",12.5,"S",2017,352363.14,400070.71271938592,11,11,10,{"$f":"IF(OR(G180=\"S\",G180=\"D\"),VLOOKUP(F180,'Component Capacity'!$C$8:$F$12,4,FALSE)*M180,IF(G180=\"W\",VLOOKUP(F180,'Component Capacity'!$C$16:$F$20,4,FALSE),\"OOPS\"))","v":12.5},0.05,"N/A",{"$f":"IF((VLOOKUP($C180,'Project Customer Details'!$B$6:$Q$1095,16,FALSE))<((VLOOKUP($C180,'Project Customer Details'!$B$6:$Q$1095,4,FALSE)*$L180)),VLOOKUP($C180,'Project Customer Details'!$B$6:$Q$1095,16,FALSE), (VLOOKUP($C180,'Project Customer Details'!$B$6:$Q$1095,4,FALSE)*$L180))","v":1.0226022512592138E-2},0,3,{"$f":"MIN(R180,S180,Summary!$D$14)","v":0},{"$f":"J180-(J180/(1+(Summary!$D$13))^(T180))","v":0}]
[null,178,"SHSH12","SHSH-012 Upgrade line along 520N and install new stepdown transformer","Distribution",12.5,"S",2018,436086.91,482714.20755307277,10.024507104416186,10.251438910792638,10,{"$f":"IF(OR(G181=\"S\",G181=\"D\"),VLOOKUP(F181,'Component Capacity'!$C$8:$F$12,4,FALSE)*M181,IF(G181=\"W\",VLOOKUP(F181,'Component Capacity'!$C$16:$F$20,4,FALSE),\"OOPS\"))","v":12.5},0.03,0.30000000000000071,{"$f":"IF((VLOOKUP($C181,'Project Customer Details'!$B$6:$Q$1095,16,FALSE))<((VLOOKUP($C181,'Project Customer Details'!$B$6:$Q$1095,4,FALSE)*$L181)),VLOOKUP($C181,'Project Customer Details'!$B$6:$Q$1095,16,FALSE), (VLOOKUP($C181,'Project Customer Details'!$B$6:$Q$1095,4,FALSE)*$L181))","v":4.7307591095747697E-2},0,7,{"$f":"MIN(R181,S181,Summary!$D$14)","v":0},{"$f":"J181-(J181/(1+(Summary!$D$13))^(T181))","v":0}]
[null,179,"LAKE11","LAKE-011 Rebuild 1 mile ","Distribution",12.5,"S",2016,226530.71,263816.9118435827,10.173345301829945,10.050862392219663,10,{"$f":"IF(OR(G182=\"S\",G182=\"D\"),VLOOKUP(F182,'Component Capacity'!$C$8:$F$12,4,FALSE)*M182,IF(G182=\"W\",VLOOKUP(F182,'Component Capacity'!$C$16:$F$20,4,FALSE),\"OOPS\"))","v":12.5},0.03,0.30000000000000071,{"$f":"IF((VLOOKUP($C182,'Project Customer Details'!$B$6:$Q$1095,16,FALSE))<((VLOOKUP($C182,'Project Customer Details'!$B$6:$Q$1095,4,FALSE)*$L182)),VLOOKUP($C182,'Project Customer Details'!$B$6:$Q$1095,16,FALSE), (VLOOKUP($C182,'Project Customer Details'!$B$6:$Q$1095,4,FALSE)*$L182))","v":5.9011873793384378E-3},0,8,{"$f":"MIN(R182,S182,Summary!$D$14)","v":0},{"$f":"J182-(J182/(1+(Summary!$D$13))^(T182))","v":0}]
[null,180,"MRDN16","MRDN16 feeder overload, load shift to MRDN17 via MRDN13","Distribution",12.5,"S",2019,182599.74,197055.21276765774,10.4,10.4,10,{"$f":"IF(OR(G183=\"S\",G183=\"D\"),VLOOKUP(F183,'Component Capacity'!$C$8:$F$12,4,FALSE)*M183,IF(G183=\"W\",VLOOKUP(F183,'Component Capacity'!$C$16:$F$20,4,FALSE),\"OOPS\"))","v":12.5},0.01,"N/A",{"$f":"IF((VLOOKUP($C183,'Project Customer Details'!$B$6:$Q$1095,16,FALSE))<((VLOOKUP($C183,'Project Customer Details'!$B$6:$Q$1095,4,FALSE)*$L183)),VLOOKUP($C183,'Project Customer Details'!$B$6:$Q$1095,16,FALSE), (VLOOKUP($C183,'Project Customer Details'!$B$6:$Q$1095,4,FALSE)*$L183))","v":2.5430699313136185E-2},0,19,{"$f":"MIN(R183,S183,Summary!$D$14)","v":0},{"$f":"J183-(J183/(1+(Summary!$D$13))^(T183))","v":0}]
[null,181,"SKWY11","New Metalclad and SKWY015 feeder","Distribution",12.5,"S",2026,940000,940000,10.7,10.7,10,{"$f":"IF(OR(G184=\"S\",G184=\"D\"),VLOOKUP(F184,'Component Capacity'!$C$8:$F$12,4,FALSE)*M184,IF(G184=\"W\",VLOOKUP(F184,'Component Capacity'!$C$16:$F$20,4,FALSE),\"OOPS\"))","v":12.5},1.2500000000000001E-2,"N/A",{"$f":"IF((VLOOKUP($C184,'Project Customer Details'!$B$6:$Q$1095,16,FALSE))<((VLOOKUP($C184,'Project Customer Details'!$B$6:$Q$1095,4,FALSE)*$L184)),VLOOKUP($C184,'Project Customer Details'!$B$6:$Q$1095,16,FALSE), (VLOOKUP($C184,'Project Customer Details'!$B$6:$Q$1095,4,FALSE)*$L184))","v":1.5482768315993357E-2},0,13,{"$f":"MIN(R184,S184,Summary!$D$14)","v":0},{"$f":"J184-(J184/(1+(Summary!$D$13))^(T184))","v":0}]
[null,182,"RSET11","Remove 011Z from station","Distribution",12.5,"S",2019,31242.06,33715.331580427934,10.279984322625122,10.178153425204551,10,{"$f":"IF(OR(G185=\"S\",G185=\"D\"),VLOOKUP(F185,'Component Capacity'!$C$8:$F$12,4,FALSE)*M185,IF(G185=\"W\",VLOOKUP(F185,'Component Capacity'!$C$16:$F$20,4,FALSE),\"OOPS\"))","v":12.5},0.03,0.30000000000000071,{"$f":"IF((VLOOKUP($C185,'Project Customer Details'!$B$6:$Q$1095,16,FALSE))<((VLOOKUP($C185,'Project Customer Details'!$B$6:$Q$1095,4,FALSE)*$L185)),VLOOKUP($C185,'Project Customer Details'!$B$6:$Q$1095,16,FALSE), (VLOOKUP($C185,'Project Customer Details'!$B$6:$Q$1095,4,FALSE)*$L185))","v":2.0276395993542317E-2},0,7,{"$f":"MIN(R185,S185,Summary!$D$14)","v":0},{"$f":"J185-(J185/(1+(Summary!$D$13))^(T185))","v":0}]
[null,183,"STRD11","STRD-011 Relief","Distribution",12.5,"S",2020,61869.120000000003,65092.725191910482,10.33,10.33,10,{"$f":"IF(OR(G186=\"S\",G186=\"D\"),VLOOKUP(F186,'Component Capacity'!$C$8:$F$12,4,FALSE)*M186,IF(G186=\"W\",VLOOKUP(F186,'Component Capacity'!$C$16:$F$20,4,FALSE),\"OOPS\"))","v":12.5},1.9699999999999999E-2,"N/A",{"$f":"IF((VLOOKUP($C186,'Project Customer Details'!$B$6:$Q$1095,16,FALSE))<((VLOOKUP($C186,'Project Customer Details'!$B$6:$Q$1095,4,FALSE)*$L186)),VLOOKUP($C186,'Project Customer Details'!$B$6:$Q$1095,16,FALSE), (VLOOKUP($C186,'Project Customer Details'!$B$6:$Q$1095,4,FALSE)*$L186))","v":3.0482792774176135E-2},0,10,{"$f":"MIN(R186,S186,Summary!$D$14)","v":0},{"$f":"J186-(J186/(1+(Summary!$D$13))^(T186))","v":0}]
[null,184,"STAR13","Alleviate STAR13 with BNLT","Distribution",12.5,"S",2021,153369,157313.807888018,10.71,10.71,10,{"$f":"IF(OR(G187=\"S\",G187=\"D\"),VLOOKUP(F187,'Component Capacity'!$C$8:$F$12,4,FALSE)*M187,IF(G187=\"W\",VLOOKUP(F187,'Component Capacity'!$C$16:$F$20,4,FALSE),\"OOPS\"))","v":12.5},4.4499999999999998E-2,"N/A",{"$f":"IF((VLOOKUP($C187,'Project Customer Details'!$B$6:$Q$1095,16,FALSE))<((VLOOKUP($C187,'Project Customer Details'!$B$6:$Q$1095,4,FALSE)*$L187)),VLOOKUP($C187,'Project Customer Details'!$B$6:$Q$1095,16,FALSE), (VLOOKUP($C187,'Project Customer Details'!$B$6:$Q$1095,4,FALSE)*$L187))","v":3.7389762502905723E-3},0,4,{"$f":"MIN(R187,S187,Summary!$D$14)","v":0},{"$f":"J187-(J187/(1+(Summary!$D$13))^(T187))","v":0}]
[null,185,"STRD12","Add a new STRD-014 feeder","Distribution",12.5,"S",2022,316830,316830,10.79,10.79,10,{"$f":"IF(OR(G188=\"S\",G188=\"D\"),VLOOKUP(F188,'Component Capacity'!$C$8:$F$12,4,FALSE)*M188,IF(G188=\"W\",VLOOKUP(F188,'Component Capacity'!$C$16:$F$20,4,FALSE),\"OOPS\"))","v":12.5},2.6800000000000001E-2,"N/A",{"$f":"IF((VLOOKUP($C188,'Project Customer Details'!$B$6:$Q$1095,16,FALSE))<((VLOOKUP($C188,'Project Customer Details'!$B$6:$Q$1095,4,FALSE)*$L188)),VLOOKUP($C188,'Project Customer Details'!$B$6:$Q$1095,16,FALSE), (VLOOKUP($C188,'Project Customer Details'!$B$6:$Q$1095,4,FALSE)*$L188))","v":3.2299231031742225E-2},0,6,{"$f":"MIN(R188,S188,Summary!$D$14)","v":0},{"$f":"J188-(J188/(1+(Summary!$D$13))^(T188))","v":0}]
[null,186,"KUNA12","Offload KUNA-012 from new Columbia Station","Distribution",12.5,"S",2022,653977,653977,10.76,10.76,10,{"$f":"IF(OR(G189=\"S\",G189=\"D\"),VLOOKUP(F189,'Component Capacity'!$C$8:$F$12,4,FALSE)*M189,IF(G189=\"W\",VLOOKUP(F189,'Component Capacity'!$C$16:$F$20,4,FALSE),\"OOPS\"))","v":12.5},1.12E-2,"N/A",{"$f":"IF((VLOOKUP($C189,'Project Customer Details'!$B$6:$Q$1095,16,FALSE))<((VLOOKUP($C189,'Project Customer Details'!$B$6:$Q$1095,4,FALSE)*$L189)),VLOOKUP($C189,'Project Customer Details'!$B$6:$Q$1095,16,FALSE), (VLOOKUP($C189,'Project Customer Details'!$B$6:$Q$1095,4,FALSE)*$L189))","v":2.9313982997080386E-2},0,14,{"$f":"MIN(R189,S189,Summary!$D$14)","v":0},{"$f":"J189-(J189/(1+(Summary!$D$13))^(T189))","v":0}]
[null,187,"GOWN41","Offload GOWN41","Distribution",34.5,"S",2026,612000,612000,23.21,23.21,20,{"$f":"IF(OR(G190=\"S\",G190=\"D\"),VLOOKUP(F190,'Component Capacity'!$C$8:$F$12,4,FALSE)*M190,IF(G190=\"W\",VLOOKUP(F190,'Component Capacity'!$C$16:$F$20,4,FALSE),\"OOPS\"))","v":25},3.3E-3,"N/A",{"$f":"IF((VLOOKUP($C190,'Project Customer Details'!$B$6:$Q$1095,16,FALSE))<((VLOOKUP($C190,'Project Customer Details'!$B$6:$Q$1095,4,FALSE)*$L190)),VLOOKUP($C190,'Project Customer Details'!$B$6:$Q$1095,16,FALSE), (VLOOKUP($C190,'Project Customer Details'!$B$6:$Q$1095,4,FALSE)*$L190))","v":4.3045313475421315E-2},0,23,{"$f":"MIN(R190,S190,Summary!$D$14)","v":0},{"$f":"J190-(J190/(1+(Summary!$D$13))^(T190))","v":0}]
[null,188,"MORA45","Offload MORA45 with VTRY16","Distribution",34.5,"S",2026,200000,200000,20.16,20.16,20,{"$f":"IF(OR(G191=\"S\",G191=\"D\"),VLOOKUP(F191,'Component Capacity'!$C$8:$F$12,4,FALSE)*M191,IF(G191=\"W\",VLOOKUP(F191,'Component Capacity'!$C$16:$F$20,4,FALSE),\"OOPS\"))","v":25},4.7E-2,"N/A",{"$f":"IF((VLOOKUP($C191,'Project Customer Details'!$B$6:$Q$1095,16,FALSE))<((VLOOKUP($C191,'Project Customer Details'!$B$6:$Q$1095,4,FALSE)*$L191)),VLOOKUP($C191,'Project Customer Details'!$B$6:$Q$1095,16,FALSE), (VLOOKUP($C191,'Project Customer Details'!$B$6:$Q$1095,4,FALSE)*$L191))","v":2.8482721282441191E-2},0,5,{"$f":"MIN(R191,S191,Summary!$D$14)","v":0},{"$f":"J191-(J191/(1+(Summary!$D$13))^(T191))","v":0}]
[null,189,"CLBA12","CLBA Distribution Feeder Capacity Upgrade","Distribution","C","S",2024,350000,350000,6.52,6.52,6.08,{"$f":"IF(OR(G192=\"S\",G192=\"D\"),VLOOKUP(F192,'Component Capacity'!$C$8:$F$12,4,FALSE)*M192,IF(G192=\"W\",VLOOKUP(F192,'Component Capacity'!$C$16:$F$20,4,FALSE),\"OOPS\"))","v":6.7555555555555555},5.16E-2,"N/A",{"$f":"IF((VLOOKUP($C192,'Project Customer Details'!$B$6:$Q$1095,16,FALSE))<((VLOOKUP($C192,'Project Customer Details'!$B$6:$Q$1095,4,FALSE)*$L192)),VLOOKUP($C192,'Project Customer Details'!$B$6:$Q$1095,16,FALSE), (VLOOKUP($C192,'Project Customer Details'!$B$6:$Q$1095,4,FALSE)*$L192))","v":0},0,1,{"$f":"MIN(R192,S192,Summary!$D$14)","v":0},{"$f":"J192-(J192/(1+(Summary!$D$13))^(T192))","v":0}]
[null,190,"GOWN41","Build Pleasant Valley Substation","Distribution",12.5,"S",2026,3258000,3258000,25.46,25.46,10,{"$f":"IF(OR(G193=\"S\",G193=\"D\"),VLOOKUP(F193,'Component Capacity'!$C$8:$F$12,4,FALSE)*M193,IF(G193=\"W\",VLOOKUP(F193,'Component Capacity'!$C$16:$F$20,4,FALSE),\"OOPS\"))","v":12.5},3.3E-3,"N/A",{"$f":"IF((VLOOKUP($C193,'Project Customer Details'!$B$6:$Q$1095,16,FALSE))<((VLOOKUP($C193,'Project Customer Details'!$B$6:$Q$1095,4,FALSE)*$L193)),VLOOKUP($C193,'Project Customer Details'!$B$6:$Q$1095,16,FALSE), (VLOOKUP($C193,'Project Customer Details'!$B$6:$Q$1095,4,FALSE)*$L193))","v":4.3045313475421315E-2},0,0,{"$f":"MIN(R193,S193,Summary!$D$14)","v":0},{"$f":"J193-(J193/(1+(Summary!$D$13))^(T193))","v":0}]
[null,191,"EMET15","EMET15 Relief","Distribution",12.5,"S",2024,473059,473059,10.34,10.34,10,{"$f":"IF(OR(G194=\"S\",G194=\"D\"),VLOOKUP(F194,'Component Capacity'!$C$8:$F$12,4,FALSE)*M194,IF(G194=\"W\",VLOOKUP(F194,'Component Capacity'!$C$16:$F$20,4,FALSE),\"OOPS\"))","v":12.5},1.78E-2,"N/A",{"$f":"IF((VLOOKUP($C194,'Project Customer Details'!$B$6:$Q$1095,16,FALSE))<((VLOOKUP($C194,'Project Customer Details'!$B$6:$Q$1095,4,FALSE)*$L194)),VLOOKUP($C194,'Project Customer Details'!$B$6:$Q$1095,16,FALSE), (VLOOKUP($C194,'Project Customer Details'!$B$6:$Q$1095,4,FALSE)*$L194))","v":1.4831440281997581E-2},0,11,{"$f":"MIN(R194,S194,Summary!$D$14)","v":0},{"$f":"J194-(J194/(1+(Summary!$D$13))^(T194))","v":0}]
[null,192,"LKFK41","LKFK41 TX710 Capacity Increase","Distribution","T","W",2023,20000,20000,0.79,0.79,0.55000000000000004,{"$f":"IF(OR(G195=\"S\",G195=\"D\"),VLOOKUP(F195,'Component Capacity'!$C$8:$F$12,4,FALSE)*M195,IF(G195=\"W\",VLOOKUP(F195,'Component Capacity'!$C$16:$F$20,4,FALSE),\"OOPS\"))","v":1.0909090909090908},2.6499999999999999E-2,"N/A",{"$f":"IF((VLOOKUP($C195,'Project Customer Details'!$B$6:$Q$1095,16,FALSE))<((VLOOKUP($C195,'Project Customer Details'!$B$6:$Q$1095,4,FALSE)*$L195)),VLOOKUP($C195,'Project Customer Details'!$B$6:$Q$1095,16,FALSE), (VLOOKUP($C195,'Project Customer Details'!$B$6:$Q$1095,4,FALSE)*$L195))","v":0},0,13,{"$f":"MIN(R195,S195,Summary!$D$14)","v":0},{"$f":"J195-(J195/(1+(Summary!$D$13))^(T195))","v":0}]
[null,193,"NTVW14","NTVW-14 Low Voltage","Distribution",12.5,"S",2024,160000,160000,10.069562959987792,10.066730015415963,10,{"$f":"IF(OR(G196=\"S\",G196=\"D\"),VLOOKUP(F196,'Component Capacity'!$C$8:$F$12,4,FALSE)*M196,IF(G196=\"W\",VLOOKUP(F196,'Component Capacity'!$C$16:$F$20,4,FALSE),\"OOPS\"))","v":12.5},1.15E-2,0.11500000000000021,{"$f":"IF((VLOOKUP($C196,'Project Customer Details'!$B$6:$Q$1095,16,FALSE))<((VLOOKUP($C196,'Project Customer Details'!$B$6:$Q$1095,4,FALSE)*$L196)),VLOOKUP($C196,'Project Customer Details'!$B$6:$Q$1095,16,FALSE), (VLOOKUP($C196,'Project Customer Details'!$B$6:$Q$1095,4,FALSE)*$L196))","v":4.3428753514550979E-2},0,19,{"$f":"MIN(R196,S196,Summary!$D$14)","v":0},{"$f":"J196-(J196/(1+(Summary!$D$13))^(T196))","v":0}]
[null,194,"HSDL14","Offload HSDL14 with a new HSDL16 circuit and metalclad","Distribution",12.5,"S",2024,900000,900000,10.83,10.83,10,{"$f":"IF(OR(G197=\"S\",G197=\"D\"),VLOOKUP(F197,'Component Capacity'!$C$8:$F$12,4,FALSE)*M197,IF(G197=\"W\",VLOOKUP(F197,'Component Capacity'!$C$16:$F$20,4,FALSE),\"OOPS\"))","v":12.5},3.7999999999999999E-2,"N/A",{"$f":"IF((VLOOKUP($C197,'Project Customer Details'!$B$6:$Q$1095,16,FALSE))<((VLOOKUP($C197,'Project Customer Details'!$B$6:$Q$1095,4,FALSE)*$L197)),VLOOKUP($C197,'Project Customer Details'!$B$6:$Q$1095,16,FALSE), (VLOOKUP($C197,'Project Customer Details'!$B$6:$Q$1095,4,FALSE)*$L197))","v":1.4477642887590068E-2},{"$f":"IF((L197-Q197)<M197,CEILING(LN((M197+Q197)/L197)/LN(1+O197),1),0)","v":0},4,{"$f":"MIN(R197,S197,Summary!$D$14)","v":0},{"$f":"J197-(J197/(1+(Summary!$D$13))^(T197))","v":0}]
[null,195,"HPVY13","New HPVY metalclad, and new HPVY15","Distribution",12.5,"S",2024,1236000,1236000,11.47,11.47,10,{"$f":"IF(OR(G198=\"S\",G198=\"D\"),VLOOKUP(F198,'Component Capacity'!$C$8:$F$12,4,FALSE)*M198,IF(G198=\"W\",VLOOKUP(F198,'Component Capacity'!$C$16:$F$20,4,FALSE),\"OOPS\"))","v":12.5},0.1208,"N/A",{"$f":"IF((VLOOKUP($C198,'Project Customer Details'!$B$6:$Q$1095,16,FALSE))<((VLOOKUP($C198,'Project Customer Details'!$B$6:$Q$1095,4,FALSE)*$L198)),VLOOKUP($C198,'Project Customer Details'!$B$6:$Q$1095,16,FALSE), (VLOOKUP($C198,'Project Customer Details'!$B$6:$Q$1095,4,FALSE)*$L198))","v":1.1186734767067198E-2},0,{"$f":"IF(L198<N198,CEILING(LN((N198)/L198)/LN(1+O198),1),0)","v":1},{"$f":"MIN(R198,S198,Summary!$D$14)","v":0},{"$f":"J198-(J198/(1+(Summary!$D$13))^(T198))","v":0}]
[null,196,"NMPA19","KCHR station meter and feeder reconfiguration to offload NMPA19/20","Distribution",12.5,"S",2024,456000,456000,11.22,11.22,10,{"$f":"IF(OR(G199=\"S\",G199=\"D\"),VLOOKUP(F199,'Component Capacity'!$C$8:$F$12,4,FALSE)*M199,IF(G199=\"W\",VLOOKUP(F199,'Component Capacity'!$C$16:$F$20,4,FALSE),\"OOPS\"))","v":12.5},8.2900000000000001E-2,"N/A",{"$f":"IF((VLOOKUP($C199,'Project Customer Details'!$B$6:$Q$1095,16,FALSE))<((VLOOKUP($C199,'Project Customer Details'!$B$6:$Q$1095,4,FALSE)*$L199)),VLOOKUP($C199,'Project Customer Details'!$B$6:$Q$1095,16,FALSE), (VLOOKUP($C199,'Project Customer Details'!$B$6:$Q$1095,4,FALSE)*$L199))","v":4.3898359433031275E-2},0,2,{"$f":"MIN(R199,S199,Summary!$D$14)","v":0},{"$f":"J199-(J199/(1+(Summary!$D$13))^(T199))","v":0}]
[null,197,"LNSG14","LNSG metalclad, 015, 016","Distribution",12.5,"S",2025,2600000,2600000,10.5,10.5,10,{"$f":"IF(OR(G200=\"S\",G200=\"D\"),VLOOKUP(F200,'Component Capacity'!$C$8:$F$12,4,FALSE)*M200,IF(G200=\"W\",VLOOKUP(F200,'Component Capacity'!$C$16:$F$20,4,FALSE),\"OOPS\"))","v":12.5},5.04E-2,"N/A",{"$f":"IF((VLOOKUP($C200,'Project Customer Details'!$B$6:$Q$1095,16,FALSE))<((VLOOKUP($C200,'Project Customer Details'!$B$6:$Q$1095,4,FALSE)*$L200)),VLOOKUP($C200,'Project Customer Details'!$B$6:$Q$1095,16,FALSE), (VLOOKUP($C200,'Project Customer Details'!$B$6:$Q$1095,4,FALSE)*$L200))","v":6.7211229201892412E-3},0,4,{"$f":"MIN(R200,S200,Summary!$D$14)","v":0},{"$f":"J200-(J200/(1+(Summary!$D$13))^(T200))","v":0}]
[null,198,"LNDN18","LNDN018-NMPA020 Tie","Distribution",12.5,"S",2025,140000,140000,11.57,11.57,10,{"$f":"IF(OR(G201=\"S\",G201=\"D\"),VLOOKUP(F201,'Component Capacity'!$C$8:$F$12,4,FALSE)*M201,IF(G201=\"W\",VLOOKUP(F201,'Component Capacity'!$C$16:$F$20,4,FALSE),\"OOPS\"))","v":12.5},0.1404,"N/A",{"$f":"IF((VLOOKUP($C201,'Project Customer Details'!$B$6:$Q$1095,16,FALSE))<((VLOOKUP($C201,'Project Customer Details'!$B$6:$Q$1095,4,FALSE)*$L201)),VLOOKUP($C201,'Project Customer Details'!$B$6:$Q$1095,16,FALSE), (VLOOKUP($C201,'Project Customer Details'!$B$6:$Q$1095,4,FALSE)*$L201))","v":0},0,1,{"$f":"MIN(R201,S201,Summary!$D$14)","v":0},{"$f":"J201-(J201/(1+(Summary!$D$13))^(T201))","v":0}]
[null,199,"ETGT12","ETGT-012 to KBLY-011 Load Transfer","Distribution",12.5,"S",2026,306000,306000,10.35,10.35,10,{"$f":"IF(OR(G202=\"S\",G202=\"D\"),VLOOKUP(F202,'Component Capacity'!$C$8:$F$12,4,FALSE)*M202,IF(G202=\"W\",VLOOKUP(F202,'Component Capacity'!$C$16:$F$20,4,FALSE),\"OOPS\"))","v":12.5},2.1499999999999998E-2,"N/A",{"$f":"IF((VLOOKUP($C202,'Project Customer Details'!$B$6:$Q$1095,16,FALSE))<((VLOOKUP($C202,'Project Customer Details'!$B$6:$Q$1095,4,FALSE)*$L202)),VLOOKUP($C202,'Project Customer Details'!$B$6:$Q$1095,16,FALSE), (VLOOKUP($C202,'Project Customer Details'!$B$6:$Q$1095,4,FALSE)*$L202))","v":2.7294311370545114E-2},0,9,{"$f":"MIN(R202,S202,Summary!$D$14)","v":0},{"$f":"J202-(J202/(1+(Summary!$D$13))^(T202))","v":0}]
[null,200,"NYSA12","NYSA12 Releif - NYSA12 to NYSA14 Transfer","Distribution",12.5,"W",2026,200000,200000,10.199999999999999,10.199999999999999,10,{"$f":"IF(OR(G203=\"S\",G203=\"D\"),VLOOKUP(F203,'Component Capacity'!$C$8:$F$12,4,FALSE)*M203,IF(G203=\"W\",VLOOKUP(F203,'Component Capacity'!$C$16:$F$20,4,FALSE),\"OOPS\"))","v":1.25},0.02,"N/A",{"$f":"IF((VLOOKUP($C203,'Project Customer Details'!$B$6:$Q$1095,16,FALSE))<((VLOOKUP($C203,'Project Customer Details'!$B$6:$Q$1095,4,FALSE)*$L203)),VLOOKUP($C203,'Project Customer Details'!$B$6:$Q$1095,16,FALSE), (VLOOKUP($C203,'Project Customer Details'!$B$6:$Q$1095,4,FALSE)*$L203))","v":0},0,0,{"$f":"MIN(R203,S203,Summary!$D$14)","v":0},{"$f":"J203-(J203/(1+(Summary!$D$13))^(T203))","v":0}]
[null,201,"CLBA11","Rebuild CLBA11 first 2 miles.","Distribution","C","S",2024,450000,450000,6.15,6.15,6.08,{"$f":"IF(OR(G204=\"S\",G204=\"D\"),VLOOKUP(F204,'Component Capacity'!$C$8:$F$12,4,FALSE)*M204,IF(G204=\"W\",VLOOKUP(F204,'Component Capacity'!$C$16:$F$20,4,FALSE),\"OOPS\"))","v":6.7555555555555555},2.9499999999999998E-2,"N/A",{"$f":"IF((VLOOKUP($C204,'Project Customer Details'!$B$6:$Q$1095,16,FALSE))<((VLOOKUP($C204,'Project Customer Details'!$B$6:$Q$1095,4,FALSE)*$L204)),VLOOKUP($C204,'Project Customer Details'!$B$6:$Q$1095,16,FALSE), (VLOOKUP($C204,'Project Customer Details'!$B$6:$Q$1095,4,FALSE)*$L204))","v":0},0,4,{"$f":"MIN(R204,S204,Summary!$D$14)","v":0},{"$f":"J204-(J204/(1+(Summary!$D$13))^(T204))","v":0}]
[null,202,"HILL13","New MDRS-018 Feeder","Distribution",12.5,"S",2026,790000,790000,10.61,10.61,10,{"$f":"IF(OR(G205=\"S\",G205=\"D\"),VLOOKUP(F205,'Component Capacity'!$C$8:$F$12,4,FALSE)*M205,IF(G205=\"W\",VLOOKUP(F205,'Component Capacity'!$C$16:$F$20,4,FALSE),\"OOPS\"))","v":12.5},9.9699999999999997E-2,"N/A",{"$f":"IF((VLOOKUP($C205,'Project Customer Details'!$B$6:$Q$1095,16,FALSE))<((VLOOKUP($C205,'Project Customer Details'!$B$6:$Q$1095,4,FALSE)*$L205)),VLOOKUP($C205,'Project Customer Details'!$B$6:$Q$1095,16,FALSE), (VLOOKUP($C205,'Project Customer Details'!$B$6:$Q$1095,4,FALSE)*$L205))","v":2.4724648094152105E-2},0,2,{"$f":"MIN(R205,S205,Summary!$D$14)","v":0},{"$f":"J205-(J205/(1+(Summary!$D$13))^(T205))","v":0}]
[null,203,"STAR13","STAR13 distribution upgrades","Distribution",12.5,"S",2026,300000,300000,11.12,11.12,10,{"$f":"IF(OR(G206=\"S\",G206=\"D\"),VLOOKUP(F206,'Component Capacity'!$C$8:$F$12,4,FALSE)*M206,IF(G206=\"W\",VLOOKUP(F206,'Component Capacity'!$C$16:$F$20,4,FALSE),\"OOPS\"))","v":12.5},7.9000000000000001E-2,"N/A",{"$f":"IF((VLOOKUP($C206,'Project Customer Details'!$B$6:$Q$1095,16,FALSE))<((VLOOKUP($C206,'Project Customer Details'!$B$6:$Q$1095,4,FALSE)*$L206)),VLOOKUP($C206,'Project Customer Details'!$B$6:$Q$1095,16,FALSE), (VLOOKUP($C206,'Project Customer Details'!$B$6:$Q$1095,4,FALSE)*$L206))","v":3.7389762502905723E-3},0,2,{"$f":"MIN(R206,S206,Summary!$D$14)","v":0},{"$f":"J206-(J206/(1+(Summary!$D$13))^(T206))","v":0}]
[null,204,"EDEN42","EDEN-042 Overload New Feeder","Distribution",34.5,"S",2026,995500,995500,21.23,21.23,20,{"$f":"IF(OR(G207=\"S\",G207=\"D\"),VLOOKUP(F207,'Component Capacity'!$C$8:$F$12,4,FALSE)*M207,IF(G207=\"W\",VLOOKUP(F207,'Component Capacity'!$C$16:$F$20,4,FALSE),\"OOPS\"))","v":25},1.6799999999999999E-2,"N/A",{"$f":"IF((VLOOKUP($C207,'Project Customer Details'!$B$6:$Q$1095,16,FALSE))<((VLOOKUP($C207,'Project Customer Details'!$B$6:$Q$1095,4,FALSE)*$L207)),VLOOKUP($C207,'Project Customer Details'!$B$6:$Q$1095,16,FALSE), (VLOOKUP($C207,'Project Customer Details'!$B$6:$Q$1095,4,FALSE)*$L207))","v":1.8954004025995553E-2},0,10,{"$f":"MIN(R207,S207,Summary!$D$14)","v":0},{"$f":"J207-(J207/(1+(Summary!$D$13))^(T207))","v":0}]
[null,205,"HILL14","New Northside Substation and transmission lines","Distribution",12.5,"S",2026,11000000,11000000,12.21,12.21,10,{"$f":"IF(OR(G208=\"S\",G208=\"D\"),VLOOKUP(F208,'Component Capacity'!$C$8:$F$12,4,FALSE)*M208,IF(G208=\"W\",VLOOKUP(F208,'Component Capacity'!$C$16:$F$20,4,FALSE),\"OOPS\"))","v":12.5},0.1096,"N/A",{"$f":"IF((VLOOKUP($C208,'Project Customer Details'!$B$6:$Q$1095,16,FALSE))<((VLOOKUP($C208,'Project Customer Details'!$B$6:$Q$1095,4,FALSE)*$L208)),VLOOKUP($C208,'Project Customer Details'!$B$6:$Q$1095,16,FALSE), (VLOOKUP($C208,'Project Customer Details'!$B$6:$Q$1095,4,FALSE)*$L208))","v":3.4290785947193252E-2},0,1,{"$f":"MIN(R208,S208,Summary!$D$14)","v":0},{"$f":"J208-(J208/(1+(Summary!$D$13))^(T208))","v":0}]
[null,206,"STRD11","New Stoddard 15 Circuit. 2nd STRD metalclad and transformer","Distribution",12.5,"S",2026,2600000,2600000,10.039999999999999,10.039999999999999,10,{"$f":"IF(OR(G209=\"S\",G209=\"D\"),VLOOKUP(F209,'Component Capacity'!$C$8:$F$12,4,FALSE)*M209,IF(G209=\"W\",VLOOKUP(F209,'Component Capacity'!$C$16:$F$20,4,FALSE),\"OOPS\"))","v":12.5},2.0400000000000001E-2,"N/A",{"$f":"IF((VLOOKUP($C209,'Project Customer Details'!$B$6:$Q$1095,16,FALSE))<((VLOOKUP($C209,'Project Customer Details'!$B$6:$Q$1095,4,FALSE)*$L209)),VLOOKUP($C209,'Project Customer Details'!$B$6:$Q$1095,16,FALSE), (VLOOKUP($C209,'Project Customer Details'!$B$6:$Q$1095,4,FALSE)*$L209))","v":3.0482792774176135E-2},0,11,{"$f":"MIN(R209,S209,Summary!$D$14)","v":0},{"$f":"J209-(J209/(1+(Summary!$D$13))^(T209))","v":0}]
[null,207,"CDAL11","New HSDL17 feeder north","Distribution",12.5,"S",2026,300000,300000,11.81,11.81,10,{"$f":"IF(OR(G210=\"S\",G210=\"D\"),VLOOKUP(F210,'Component Capacity'!$C$8:$F$12,4,FALSE)*M210,IF(G210=\"W\",VLOOKUP(F210,'Component Capacity'!$C$16:$F$20,4,FALSE),\"OOPS\"))","v":12.5},2.98E-2,"N/A",{"$f":"IF((VLOOKUP($C210,'Project Customer Details'!$B$6:$Q$1095,16,FALSE))<((VLOOKUP($C210,'Project Customer Details'!$B$6:$Q$1095,4,FALSE)*$L210)),VLOOKUP($C210,'Project Customer Details'!$B$6:$Q$1095,16,FALSE), (VLOOKUP($C210,'Project Customer Details'!$B$6:$Q$1095,4,FALSE)*$L210))","v":1.9804866438956993E-2},0,2,{"$f":"MIN(R210,S210,Summary!$D$14)","v":0},{"$f":"J210-(J210/(1+(Summary!$D$13))^(T210))","v":0}]
[null,208,"BKAT13","Add BKAT16","Distribution",12.5,"S",2026,350000,350000,10.1,10.1,10,{"$f":"IF(OR(G211=\"S\",G211=\"D\"),VLOOKUP(F211,'Component Capacity'!$C$8:$F$12,4,FALSE)*M211,IF(G211=\"W\",VLOOKUP(F211,'Component Capacity'!$C$16:$F$20,4,FALSE),\"OOPS\"))","v":12.5},9.1800000000000007E-2,"N/A",{"$f":"IF((VLOOKUP($C211,'Project Customer Details'!$B$6:$Q$1095,16,FALSE))<((VLOOKUP($C211,'Project Customer Details'!$B$6:$Q$1095,4,FALSE)*$L211)),VLOOKUP($C211,'Project Customer Details'!$B$6:$Q$1095,16,FALSE), (VLOOKUP($C211,'Project Customer Details'!$B$6:$Q$1095,4,FALSE)*$L211))","v":1.2199307566065749E-2},0,3,{"$f":"MIN(R211,S211,Summary!$D$14)","v":0},{"$f":"J211-(J211/(1+(Summary!$D$13))^(T211))","v":0}]
[null,209,"MORA43","KUNA15, and 2nd transformer and metalclad","Distribution","C","S",2026,2800000,2800000,17.75,17.75,16.8,{"$f":"IF(OR(G212=\"S\",G212=\"D\"),VLOOKUP(F212,'Component Capacity'!$C$8:$F$12,4,FALSE)*M212,IF(G212=\"W\",VLOOKUP(F212,'Component Capacity'!$C$16:$F$20,4,FALSE),\"OOPS\"))","v":18.666666666666668},5.8500000000000003E-2,"N/A",{"$f":"IF((VLOOKUP($C212,'Project Customer Details'!$B$6:$Q$1095,16,FALSE))<((VLOOKUP($C212,'Project Customer Details'!$B$6:$Q$1095,4,FALSE)*$L212)),VLOOKUP($C212,'Project Customer Details'!$B$6:$Q$1095,16,FALSE), (VLOOKUP($C212,'Project Customer Details'!$B$6:$Q$1095,4,FALSE)*$L212))","v":2.9815161975436631E-2},0,1,{"$f":"MIN(R212,S212,Summary!$D$14)","v":0},{"$f":"J212-(J212/(1+(Summary!$D$13))^(T212))","v":0}]
[null,210,"STAR16","McDermott Substation","Distribution",12.5,"S",2026,8000000,8000000,10.1,10.1,10,{"$f":"IF(OR(G213=\"S\",G213=\"D\"),VLOOKUP(F213,'Component Capacity'!$C$8:$F$12,4,FALSE)*M213,IF(G213=\"W\",VLOOKUP(F213,'Component Capacity'!$C$16:$F$20,4,FALSE),\"OOPS\"))","v":12.5},3.2500000000000001E-2,"N/A",{"$f":"IF((VLOOKUP($C213,'Project Customer Details'!$B$6:$Q$1095,16,FALSE))<((VLOOKUP($C213,'Project Customer Details'!$B$6:$Q$1095,4,FALSE)*$L213)),VLOOKUP($C213,'Project Customer Details'!$B$6:$Q$1095,16,FALSE), (VLOOKUP($C213,'Project Customer Details'!$B$6:$Q$1095,4,FALSE)*$L213))","v":0},0,7,{"$f":"MIN(R213,S213,Summary!$D$14)","v":0},{"$f":"J213-(J213/(1+(Summary!$D$13))^(T213))","v":0}]
[null,211,"LNSG13","New WILS017","Distribution",12.5,"S",2026,672000,672000,10.29,10.29,10,{"$f":"IF(OR(G214=\"S\",G214=\"D\"),VLOOKUP(F214,'Component Capacity'!$C$8:$F$12,4,FALSE)*M214,IF(G214=\"W\",VLOOKUP(F214,'Component Capacity'!$C$16:$F$20,4,FALSE),\"OOPS\"))","v":12.5},8.1199999999999994E-2,"N/A",{"$f":"IF((VLOOKUP($C214,'Project Customer Details'!$B$6:$Q$1095,16,FALSE))<((VLOOKUP($C214,'Project Customer Details'!$B$6:$Q$1095,4,FALSE)*$L214)),VLOOKUP($C214,'Project Customer Details'!$B$6:$Q$1095,16,FALSE), (VLOOKUP($C214,'Project Customer Details'!$B$6:$Q$1095,4,FALSE)*$L214))","v":3.4222237300970598E-2},0,3,{"$f":"MIN(R214,S214,Summary!$D$14)","v":0},{"$f":"J214-(J214/(1+(Summary!$D$13))^(T214))","v":0}]
[null,null,null,null,null,null,null,null,null,null,null,null,null,null,null,null,null,null,null,null,null,"Distribution Total"]
[null,null,null,null,null,null,null,null,null,null,null,null,null,null,null,null,null,null,null,null,null,{"$f":"SUM(U5:U214)","v":183526.29887470335}]
[null,212,"TMRK T-131","TMRK Convert station to 138 Kv","Substation","T","W",2019,910229.20700159529,982287.32446736086,2.7120535714285716,2.7120535714285716,2.6880000000000002,{"$f":"IF(OR(G217=\"S\",G217=\"D\"),VLOOKUP(F217,'Component Capacity'!$C$8:$F$12,4,FALSE)*M217,IF(G217=\"W\",VLOOKUP(F217,'Component Capacity'!$C$16:$F$20,4,FALSE),\"OOPS\"))","v":1.0909090909090908},4.4642857142858094E-3,"N/A",{"$f":"IF((VLOOKUP($C217,'Project Customer Details'!$B$6:$Q$1095,16,FALSE))<((VLOOKUP($C217,'Project Customer Details'!$B$6:$Q$1095,4,FALSE)*$L217)),VLOOKUP($C217,'Project Customer Details'!$B$6:$Q$1095,16,FALSE), (VLOOKUP($C217,'Project Customer Details'!$B$6:$Q$1095,4,FALSE)*$L217))","v":0},{"$f":"IF((L217-Q217)<M217,CEILING(LN((M217+Q217)/L217)/LN(1+O217),1),0)","v":0},0,{"$f":"MIN(R217,S217,Summary!$D$14)","v":0},{"$f":"J217-(J217/(1+(Summary!$D$13))^(T217))","v":0}]
[null,213,"EMET T-132","EMET Increase T132 to 44.8 MVA","Substation","T","W",2019,1436528.3290111644,1550250.8137200132,28.361603410956103,28.361603410956103,27.44,{"$f":"IF(OR(G218=\"S\",G218=\"D\"),VLOOKUP(F218,'Component Capacity'!$C$8:$F$12,4,FALSE)*M218,IF(G218=\"W\",VLOOKUP(F218,'Component Capacity'!$C$16:$F$20,4,FALSE),\"OOPS\"))","v":1.0909090909090908},3.245735023502383E-2,"N/A",{"$f":"IF((VLOOKUP($C218,'Project Customer Details'!$B$6:$Q$1095,16,FALSE))<((VLOOKUP($C218,'Project Customer Details'!$B$6:$Q$1095,4,FALSE)*$L218)),VLOOKUP($C218,'Project Customer Details'!$B$6:$Q$1095,16,FALSE), (VLOOKUP($C218,'Project Customer Details'!$B$6:$Q$1095,4,FALSE)*$L218))","v":9.9311900438174922E-2},0,0,{"$f":"MIN(R218,S218,Summary!$D$14)","v":0},{"$f":"J218-(J218/(1+(Summary!$D$13))^(T218))","v":0}]
[null,214,"MNHM T-061","MNHM Increase T061 to 28 MVA","Substation","T","S",2019,78184.486811337498,84373.946445587717,19.744040248062014,19.744040248062014,19.600000000000001,{"$f":"IF(OR(G219=\"S\",G219=\"D\"),VLOOKUP(F219,'Component Capacity'!$C$8:$F$12,4,FALSE)*M219,IF(G219=\"W\",VLOOKUP(F219,'Component Capacity'!$C$16:$F$20,4,FALSE),\"OOPS\"))","v":20.000000000000004},0.10654263565891475,"N/A",{"$f":"IF((VLOOKUP($C219,'Project Customer Details'!$B$6:$Q$1095,16,FALSE))<((VLOOKUP($C219,'Project Customer Details'!$B$6:$Q$1095,4,FALSE)*$L219)),VLOOKUP($C219,'Project Customer Details'!$B$6:$Q$1095,16,FALSE), (VLOOKUP($C219,'Project Customer Details'!$B$6:$Q$1095,4,FALSE)*$L219))","v":3.7476888079658176E-2},0,1,{"$f":"MIN(R219,S219,Summary!$D$14)","v":0},{"$f":"J219-(J219/(1+(Summary!$D$13))^(T219))","v":0}]
[null,215,"COVR T-051","COVR Replace transformer T051 with a larger 10-MVA transformer","Substation","T","S",2019,130436.71602256704,140762.71318097989,5.47,5.47,4.5999999999999996,{"$f":"IF(OR(G220=\"S\",G220=\"D\"),VLOOKUP(F220,'Component Capacity'!$C$8:$F$12,4,FALSE)*M220,IF(G220=\"W\",VLOOKUP(F220,'Component Capacity'!$C$16:$F$20,4,FALSE),\"OOPS\"))","v":4.6938775510204076},0.04,"N/A",{"$f":"IF((VLOOKUP($C220,'Project Customer Details'!$B$6:$Q$1095,16,FALSE))<((VLOOKUP($C220,'Project Customer Details'!$B$6:$Q$1095,4,FALSE)*$L220)),VLOOKUP($C220,'Project Customer Details'!$B$6:$Q$1095,16,FALSE), (VLOOKUP($C220,'Project Customer Details'!$B$6:$Q$1095,4,FALSE)*$L220))","v":1.7964417665943051E-2},0,0,{"$f":"MIN(R220,S220,Summary!$D$14)","v":0},{"$f":"J220-(J220/(1+(Summary!$D$13))^(T220))","v":0}]
[null,216,"STAR12","Add feeder 014","Substation",12.5,"S",2019,331846.01,358116.53459445387,10.990966687701254,10.990966687701254,10,{"$f":"IF(OR(G221=\"S\",G221=\"D\"),VLOOKUP(F221,'Component Capacity'!$C$8:$F$12,4,FALSE)*M221,IF(G221=\"W\",VLOOKUP(F221,'Component Capacity'!$C$16:$F$20,4,FALSE),\"OOPS\"))","v":12.5},0.20382986721810026,"N/A",{"$f":"IF((VLOOKUP($C221,'Project Customer Details'!$B$6:$Q$1095,16,FALSE))<((VLOOKUP($C221,'Project Customer Details'!$B$6:$Q$1095,4,FALSE)*$L221)),VLOOKUP($C221,'Project Customer Details'!$B$6:$Q$1095,16,FALSE), (VLOOKUP($C221,'Project Customer Details'!$B$6:$Q$1095,4,FALSE)*$L221))","v":2.0761145287768613E-4},0,1,{"$f":"MIN(R221,S221,Summary!$D$14)","v":0},{"$f":"J221-(J221/(1+(Summary!$D$13))^(T221))","v":0}]
[null,217,"GGRU T-051","GGRU Add T052 and reclosers","Substation","T","W",2019,16576.048397129191,17888.288032301058,10.895,10.895,10.29,{"$f":"IF(OR(G222=\"S\",G222=\"D\"),VLOOKUP(F222,'Component Capacity'!$C$8:$F$12,4,FALSE)*M222,IF(G222=\"W\",VLOOKUP(F222,'Component Capacity'!$C$16:$F$20,4,FALSE),\"OOPS\"))","v":1.0909090909090908},3.7223914699162197E-2,"N/A",{"$f":"IF((VLOOKUP($C222,'Project Customer Details'!$B$6:$Q$1095,16,FALSE))<((VLOOKUP($C222,'Project Customer Details'!$B$6:$Q$1095,4,FALSE)*$L222)),VLOOKUP($C222,'Project Customer Details'!$B$6:$Q$1095,16,FALSE), (VLOOKUP($C222,'Project Customer Details'!$B$6:$Q$1095,4,FALSE)*$L222))","v":4.2770193587345698E-2},0,0,{"$f":"MIN(R222,S222,Summary!$D$14)","v":0},{"$f":"J222-(J222/(1+(Summary!$D$13))^(T222))","v":0}]
[null,218,"LCST T-132","LCST - Add 44.8 MVA 138:34.5 kV Transformer and 2 Feeders","Substation","T","S",2019,1734651.8733522738,1871975.2502454189,46.099199999999996,46.099199999999996,43.903999999999996,{"$f":"IF(OR(G223=\"S\",G223=\"D\"),VLOOKUP(F223,'Component Capacity'!$C$8:$F$12,4,FALSE)*M223,IF(G223=\"W\",VLOOKUP(F223,'Component Capacity'!$C$16:$F$20,4,FALSE),\"OOPS\"))","v":44.8},0.05,"N/A",{"$f":"IF((VLOOKUP($C223,'Project Customer Details'!$B$6:$Q$1095,16,FALSE))<((VLOOKUP($C223,'Project Customer Details'!$B$6:$Q$1095,4,FALSE)*$L223)),VLOOKUP($C223,'Project Customer Details'!$B$6:$Q$1095,16,FALSE), (VLOOKUP($C223,'Project Customer Details'!$B$6:$Q$1095,4,FALSE)*$L223))","v":4.5009776024462857E-2},0,0,{"$f":"MIN(R223,S223,Summary!$D$14)","v":0},{"$f":"J223-(J223/(1+(Summary!$D$13))^(T223))","v":0}]
[null,219,"POLN13","POLN-013 Build new feeder east","Substation",12.5,"S",2019,90000,97124.832429056012,10.015000000000001,10.015000000000001,10,{"$f":"IF(OR(G224=\"S\",G224=\"D\"),VLOOKUP(F224,'Component Capacity'!$C$8:$F$12,4,FALSE)*M224,IF(G224=\"W\",VLOOKUP(F224,'Component Capacity'!$C$16:$F$20,4,FALSE),\"OOPS\"))","v":12.5},4.5095570561977771E-2,"N/A",{"$f":"IF((VLOOKUP($C224,'Project Customer Details'!$B$6:$Q$1095,16,FALSE))<((VLOOKUP($C224,'Project Customer Details'!$B$6:$Q$1095,4,FALSE)*$L224)),VLOOKUP($C224,'Project Customer Details'!$B$6:$Q$1095,16,FALSE), (VLOOKUP($C224,'Project Customer Details'!$B$6:$Q$1095,4,FALSE)*$L224))","v":1.7335839869277371E-3},0,6,{"$f":"MIN(R224,S224,Summary!$D$14)","v":0},{"$f":"J224-(J224/(1+(Summary!$D$13))^(T224))","v":0}]
[null,220,"KUNA11","KUNA Station Work for a new KUNA-014 feeder","Substation",12.5,"S",2019,70374.943703159443,75946.162381929011,10.9,10.9,10,{"$f":"IF(OR(G225=\"S\",G225=\"D\"),VLOOKUP(F225,'Component Capacity'!$C$8:$F$12,4,FALSE)*M225,IF(G225=\"W\",VLOOKUP(F225,'Component Capacity'!$C$16:$F$20,4,FALSE),\"OOPS\"))","v":12.5},1.4999999999999999E-2,"N/A",{"$f":"IF((VLOOKUP($C225,'Project Customer Details'!$B$6:$Q$1095,16,FALSE))<((VLOOKUP($C225,'Project Customer Details'!$B$6:$Q$1095,4,FALSE)*$L225)),VLOOKUP($C225,'Project Customer Details'!$B$6:$Q$1095,16,FALSE), (VLOOKUP($C225,'Project Customer Details'!$B$6:$Q$1095,4,FALSE)*$L225))","v":0},0,10,{"$f":"MIN(R225,S225,Summary!$D$14)","v":0},{"$f":"J225-(J225/(1+(Summary!$D$13))^(T225))","v":0}]
[null,221,"TND","BLDR Build 138-13 kV substation","Substation","\"\"","W",2019,866229.69151367189,934804.59592598071,0,0,0,{"$f":"IF(OR(G226=\"S\",G226=\"D\"),VLOOKUP(F226,'Component Capacity'!$C$8:$F$12,4,FALSE)*M226,IF(G226=\"W\",VLOOKUP(F226,'Component Capacity'!$C$16:$F$20,4,FALSE),\"OOPS\"))","v":0},0,"N/A",{"$f":"IF((VLOOKUP($C226,'Project Customer Details'!$B$6:$Q$1095,16,FALSE))<((VLOOKUP($C226,'Project Customer Details'!$B$6:$Q$1095,4,FALSE)*$L226)),VLOOKUP($C226,'Project Customer Details'!$B$6:$Q$1095,16,FALSE), (VLOOKUP($C226,'Project Customer Details'!$B$6:$Q$1095,4,FALSE)*$L226))","v":0},0,0,{"$f":"MIN(R226,S226,Summary!$D$14)","v":0},{"$f":"J226-(J226/(1+(Summary!$D$13))^(T226))","v":0}]
[null,222,"TND","ALMA Replace 46/12.5-kV transformer T051 with a new 138/12.5-kV, 30-MVa transformer T131","Substation","T","S",2019,762355.95925035339,822707.71992758696,91.6,91.6,91.4,{"$f":"IF(OR(G227=\"S\",G227=\"D\"),VLOOKUP(F227,'Component Capacity'!$C$8:$F$12,4,FALSE)*M227,IF(G227=\"W\",VLOOKUP(F227,'Component Capacity'!$C$16:$F$20,4,FALSE),\"OOPS\"))","v":93.26530612244899},0.01,"N/A",{"$f":"IF((VLOOKUP($C227,'Project Customer Details'!$B$6:$Q$1095,16,FALSE))<((VLOOKUP($C227,'Project Customer Details'!$B$6:$Q$1095,4,FALSE)*$L227)),VLOOKUP($C227,'Project Customer Details'!$B$6:$Q$1095,16,FALSE), (VLOOKUP($C227,'Project Customer Details'!$B$6:$Q$1095,4,FALSE)*$L227))","v":0},0,2,{"$f":"MIN(R227,S227,Summary!$D$14)","v":0},{"$f":"J227-(J227/(1+(Summary!$D$13))^(T227))","v":0}]
[null,223,"HMDL T-062","HMDL Increase T062 to 20 MVA","Substation","T","W",2019,243168.19695112493,262418.5597883744,14.396000000000001,14.396000000000001,13.72,{"$f":"IF(OR(G228=\"S\",G228=\"D\"),VLOOKUP(F228,'Component Capacity'!$C$8:$F$12,4,FALSE)*M228,IF(G228=\"W\",VLOOKUP(F228,'Component Capacity'!$C$16:$F$20,4,FALSE),\"OOPS\"))","v":1.0909090909090908},2.0486283405401595E-2,"N/A",{"$f":"IF((VLOOKUP($C228,'Project Customer Details'!$B$6:$Q$1095,16,FALSE))<((VLOOKUP($C228,'Project Customer Details'!$B$6:$Q$1095,4,FALSE)*$L228)),VLOOKUP($C228,'Project Customer Details'!$B$6:$Q$1095,16,FALSE), (VLOOKUP($C228,'Project Customer Details'!$B$6:$Q$1095,4,FALSE)*$L228))","v":0},0,0,{"$f":"MIN(R228,S228,Summary!$D$14)","v":0},{"$f":"J228-(J228/(1+(Summary!$D$13))^(T228))","v":0}]
[null,224,"TNML13","TNML Design only, new feeder TNML-015 going north along Ten Mile road.","Substation",12.5,"S",2019,513430.33093726926,554075.94284752279,10.9,10.9,10,{"$f":"IF(OR(G229=\"S\",G229=\"D\"),VLOOKUP(F229,'Component Capacity'!$C$8:$F$12,4,FALSE)*M229,IF(G229=\"W\",VLOOKUP(F229,'Component Capacity'!$C$16:$F$20,4,FALSE),\"OOPS\"))","v":12.5},0.13,"N/A",{"$f":"IF((VLOOKUP($C229,'Project Customer Details'!$B$6:$Q$1095,16,FALSE))<((VLOOKUP($C229,'Project Customer Details'!$B$6:$Q$1095,4,FALSE)*$L229)),VLOOKUP($C229,'Project Customer Details'!$B$6:$Q$1095,16,FALSE), (VLOOKUP($C229,'Project Customer Details'!$B$6:$Q$1095,4,FALSE)*$L229))","v":1.7978298769441053E-2},0,2,{"$f":"MIN(R229,S229,Summary!$D$14)","v":0},{"$f":"J229-(J229/(1+(Summary!$D$13))^(T229))","v":0}]
[null,225,"BKAT12","BKAT-015 Connect feeder to metalclad","Substation",12.5,"S",2019,121479.03957484504,131095.90402610542,10.248842592592592,10.248842592592592,10,{"$f":"IF(OR(G230=\"S\",G230=\"D\"),VLOOKUP(F230,'Component Capacity'!$C$8:$F$12,4,FALSE)*M230,IF(G230=\"W\",VLOOKUP(F230,'Component Capacity'!$C$16:$F$20,4,FALSE),\"OOPS\"))","v":12.5},1.2731481481481399E-2,"N/A",{"$f":"IF((VLOOKUP($C230,'Project Customer Details'!$B$6:$Q$1095,16,FALSE))<((VLOOKUP($C230,'Project Customer Details'!$B$6:$Q$1095,4,FALSE)*$L230)),VLOOKUP($C230,'Project Customer Details'!$B$6:$Q$1095,16,FALSE), (VLOOKUP($C230,'Project Customer Details'!$B$6:$Q$1095,4,FALSE)*$L230))","v":1.3638645521843294E-2},0,16,{"$f":"MIN(R230,S230,Summary!$D$14)","v":0},{"$f":"J230-(J230/(1+(Summary!$D$13))^(T230))","v":0}]
[null,226,"TYHE T-051","TYHE Increase T051 to 14 MVA with transformer from BUHL","Substation","T","S",2019,284450.5318387553,306969.00265772193,9.49,9.49,9.19,{"$f":"IF(OR(G231=\"S\",G231=\"D\"),VLOOKUP(F231,'Component Capacity'!$C$8:$F$12,4,FALSE)*M231,IF(G231=\"W\",VLOOKUP(F231,'Component Capacity'!$C$16:$F$20,4,FALSE),\"OOPS\"))","v":9.3775510204081627},1.2999999999999999E-2,"N/A",{"$f":"IF((VLOOKUP($C231,'Project Customer Details'!$B$6:$Q$1095,16,FALSE))<((VLOOKUP($C231,'Project Customer Details'!$B$6:$Q$1095,4,FALSE)*$L231)),VLOOKUP($C231,'Project Customer Details'!$B$6:$Q$1095,16,FALSE), (VLOOKUP($C231,'Project Customer Details'!$B$6:$Q$1095,4,FALSE)*$L231))","v":2.3193035285403767E-2},0,0,{"$f":"MIN(R231,S231,Summary!$D$14)","v":0},{"$f":"J231-(J231/(1+(Summary!$D$13))^(T231))","v":0}]
[null,227,"BKAT11","BKAT - Install an additional 45 MVA transformer and a second Metalclad with 2 Feeders","Substation",12.5,"S",2019,2583413.4448939175,2787928.8658921341,10.199999999999999,10.199999999999999,10,{"$f":"IF(OR(G232=\"S\",G232=\"D\"),VLOOKUP(F232,'Component Capacity'!$C$8:$F$12,4,FALSE)*M232,IF(G232=\"W\",VLOOKUP(F232,'Component Capacity'!$C$16:$F$20,4,FALSE),\"OOPS\"))","v":12.5},4.2999999999999997E-2,"N/A",{"$f":"IF((VLOOKUP($C232,'Project Customer Details'!$B$6:$Q$1095,16,FALSE))<((VLOOKUP($C232,'Project Customer Details'!$B$6:$Q$1095,4,FALSE)*$L232)),VLOOKUP($C232,'Project Customer Details'!$B$6:$Q$1095,16,FALSE), (VLOOKUP($C232,'Project Customer Details'!$B$6:$Q$1095,4,FALSE)*$L232))","v":1.1615274612355104E-2},0,5,{"$f":"MIN(R232,S232,Summary!$D$14)","v":0},{"$f":"J232-(J232/(1+(Summary!$D$13))^(T232))","v":0}]
[null,228,"LCST42","LCST-042 Reconductor 0.5 miles on Linder Road","Substation",34.5,"S",2019,511195.08503100096,551663.74413547781,22.49,22.49,20,{"$f":"IF(OR(G233=\"S\",G233=\"D\"),VLOOKUP(F233,'Component Capacity'!$C$8:$F$12,4,FALSE)*M233,IF(G233=\"W\",VLOOKUP(F233,'Component Capacity'!$C$16:$F$20,4,FALSE),\"OOPS\"))","v":25},5.0616243547877415E-2,"N/A",{"$f":"IF((VLOOKUP($C233,'Project Customer Details'!$B$6:$Q$1095,16,FALSE))<((VLOOKUP($C233,'Project Customer Details'!$B$6:$Q$1095,4,FALSE)*$L233)),VLOOKUP($C233,'Project Customer Details'!$B$6:$Q$1095,16,FALSE), (VLOOKUP($C233,'Project Customer Details'!$B$6:$Q$1095,4,FALSE)*$L233))","v":7.670151425992173E-3},0,3,{"$f":"MIN(R233,S233,Summary!$D$14)","v":0},{"$f":"J233-(J233/(1+(Summary!$D$13))^(T233))","v":0}]
[null,229,"CDAL16","CDAL Capacity expansion and relay replacements - add a 45-MVA 138:12.5-kV transformer, metalclad, 2 feeders, repl bus relays","Substation",12.5,"S",2019,89368.77,96443.631229342762,10.42,10.42,10,{"$f":"IF(OR(G234=\"S\",G234=\"D\"),VLOOKUP(F234,'Component Capacity'!$C$8:$F$12,4,FALSE)*M234,IF(G234=\"W\",VLOOKUP(F234,'Component Capacity'!$C$16:$F$20,4,FALSE),\"OOPS\"))","v":12.5},1.2E-2,"N/A",{"$f":"IF((VLOOKUP($C234,'Project Customer Details'!$B$6:$Q$1095,16,FALSE))<((VLOOKUP($C234,'Project Customer Details'!$B$6:$Q$1095,4,FALSE)*$L234)),VLOOKUP($C234,'Project Customer Details'!$B$6:$Q$1095,16,FALSE), (VLOOKUP($C234,'Project Customer Details'!$B$6:$Q$1095,4,FALSE)*$L234))","v":1.7289549873369305E-2},0,16,{"$f":"MIN(R234,S234,Summary!$D$14)","v":0},{"$f":"J234-(J234/(1+(Summary!$D$13))^(T234))","v":0}]
[null,230,"HGSN T-051","HGSN Increase T051 to 14 MVA","Substation","T","S",2019,83147.112179054064,89729.437081672761,9.6135797894508013,9.6135797894508013,9.2119999999999997,{"$f":"IF(OR(G235=\"S\",G235=\"D\"),VLOOKUP(F235,'Component Capacity'!$C$8:$F$12,4,FALSE)*M235,IF(G235=\"W\",VLOOKUP(F235,'Component Capacity'!$C$16:$F$20,4,FALSE),\"OOPS\"))","v":9.4},3.3607116380045321E-2,"N/A",{"$f":"IF((VLOOKUP($C235,'Project Customer Details'!$B$6:$Q$1095,16,FALSE))<((VLOOKUP($C235,'Project Customer Details'!$B$6:$Q$1095,4,FALSE)*$L235)),VLOOKUP($C235,'Project Customer Details'!$B$6:$Q$1095,16,FALSE), (VLOOKUP($C235,'Project Customer Details'!$B$6:$Q$1095,4,FALSE)*$L235))","v":1.2679818054348063E-2},0,0,{"$f":"MIN(R235,S235,Summary!$D$14)","v":0},{"$f":"J235-(J235/(1+(Summary!$D$13))^(T235))","v":0}]
[null,231,"KUNA11","KUNA-014 New feeder south","Substation",12.5,"S",2019,99835.161249081561,107738.59229827592,10.9,10.9,10,{"$f":"IF(OR(G236=\"S\",G236=\"D\"),VLOOKUP(F236,'Component Capacity'!$C$8:$F$12,4,FALSE)*M236,IF(G236=\"W\",VLOOKUP(F236,'Component Capacity'!$C$16:$F$20,4,FALSE),\"OOPS\"))","v":12.5},1.4999999999999999E-2,"N/A",{"$f":"IF((VLOOKUP($C236,'Project Customer Details'!$B$6:$Q$1095,16,FALSE))<((VLOOKUP($C236,'Project Customer Details'!$B$6:$Q$1095,4,FALSE)*$L236)),VLOOKUP($C236,'Project Customer Details'!$B$6:$Q$1095,16,FALSE), (VLOOKUP($C236,'Project Customer Details'!$B$6:$Q$1095,4,FALSE)*$L236))","v":0},0,10,{"$f":"MIN(R236,S236,Summary!$D$14)","v":0},{"$f":"J236-(J236/(1+(Summary!$D$13))^(T236))","v":0}]
[null,232,"LAKE T-061","LAKE Increase T061 to 14 MVA","Substation","T","S",2019,163322.54185239837,176251.93899224087,9.4,9.4,9.1875,{"$f":"IF(OR(G237=\"S\",G237=\"D\"),VLOOKUP(F237,'Component Capacity'!$C$8:$F$12,4,FALSE)*M237,IF(G237=\"W\",VLOOKUP(F237,'Component Capacity'!$C$16:$F$20,4,FALSE),\"OOPS\"))","v":9.375},0.01,"N/A",{"$f":"IF((VLOOKUP($C237,'Project Customer Details'!$B$6:$Q$1095,16,FALSE))<((VLOOKUP($C237,'Project Customer Details'!$B$6:$Q$1095,4,FALSE)*$L237)),VLOOKUP($C237,'Project Customer Details'!$B$6:$Q$1095,16,FALSE), (VLOOKUP($C237,'Project Customer Details'!$B$6:$Q$1095,4,FALSE)*$L237))","v":6.4220421590896248E-2},0,0,{"$f":"MIN(R237,S237,Summary!$D$14)","v":0},{"$f":"J237-(J237/(1+(Summary!$D$13))^(T237))","v":0}]
[null,233,"ETGT15","ETGT-018 Build 3/4 mile new feeder","Substation",12.5,"W",2019,485923.03588867164,524391.03815672675,10.202,10.202,10,{"$f":"IF(OR(G238=\"S\",G238=\"D\"),VLOOKUP(F238,'Component Capacity'!$C$8:$F$12,4,FALSE)*M238,IF(G238=\"W\",VLOOKUP(F238,'Component Capacity'!$C$16:$F$20,4,FALSE),\"OOPS\"))","v":1.25},4.8509763617677226E-2,"N/A",{"$f":"IF((VLOOKUP($C238,'Project Customer Details'!$B$6:$Q$1095,16,FALSE))<((VLOOKUP($C238,'Project Customer Details'!$B$6:$Q$1095,4,FALSE)*$L238)),VLOOKUP($C238,'Project Customer Details'!$B$6:$Q$1095,16,FALSE), (VLOOKUP($C238,'Project Customer Details'!$B$6:$Q$1095,4,FALSE)*$L238))","v":1.9041839108398413E-7},0,0,{"$f":"MIN(R238,S238,Summary!$D$14)","v":0},{"$f":"J238-(J238/(1+(Summary!$D$13))^(T238))","v":0}]
[null,234,"GARY T-132","Gary 15 build new feeder east","Substation",12.5,"S",2008,300000,428085.83970370539,10.208837741502666,10.038156100384164,10,{"$f":"IF(OR(G239=\"S\",G239=\"D\"),VLOOKUP(F239,'Component Capacity'!$C$8:$F$12,4,FALSE)*M239,IF(G239=\"W\",VLOOKUP(F239,'Component Capacity'!$C$16:$F$20,4,FALSE),\"OOPS\"))","v":12.5},0.03,0.30000000000000071,{"$f":"IF((VLOOKUP($C239,'Project Customer Details'!$B$6:$Q$1095,16,FALSE))<((VLOOKUP($C239,'Project Customer Details'!$B$6:$Q$1095,4,FALSE)*$L239)),VLOOKUP($C239,'Project Customer Details'!$B$6:$Q$1095,16,FALSE), (VLOOKUP($C239,'Project Customer Details'!$B$6:$Q$1095,4,FALSE)*$L239))","v":2.1816820401773501E-2},0,8,{"$f":"MIN(R239,S239,Summary!$D$14)","v":0},{"$f":"J239-(J239/(1+(Summary!$D$13))^(T239))","v":0}]
[null,235,"LNDN T-132","LNDN 138kV Breakers","Substation","T","S",2023,1344992,1344992,27.07,27.07,25.48,{"$f":"IF(OR(G240=\"S\",G240=\"D\"),VLOOKUP(F240,'Component Capacity'!$C$8:$F$12,4,FALSE)*M240,IF(G240=\"W\",VLOOKUP(F240,'Component Capacity'!$C$16:$F$20,4,FALSE),\"OOPS\"))","v":26},8.1199999999999994E-2,"N/A",{"$f":"IF((VLOOKUP($C240,'Project Customer Details'!$B$6:$Q$1095,16,FALSE))<((VLOOKUP($C240,'Project Customer Details'!$B$6:$Q$1095,4,FALSE)*$L240)),VLOOKUP($C240,'Project Customer Details'!$B$6:$Q$1095,16,FALSE), (VLOOKUP($C240,'Project Customer Details'!$B$6:$Q$1095,4,FALSE)*$L240))","v":3.5820713849520458E-2},0,0,{"$f":"MIN(R240,S240,Summary!$D$14)","v":0},{"$f":"J240-(J240/(1+(Summary!$D$13))^(T240))","v":0}]
[null,236,"STAT T-062","STATE SUBSTATION  69KV TO 138KV CONVERSION","Substation","T","S",2008,1500000,2140429.1985185272,30.272612719714168,30.274584553999841,29.4,{"$f":"IF(OR(G241=\"S\",G241=\"D\"),VLOOKUP(F241,'Component Capacity'!$C$8:$F$12,4,FALSE)*M241,IF(G241=\"W\",VLOOKUP(F241,'Component Capacity'!$C$16:$F$20,4,FALSE),\"OOPS\"))","v":30},0.03,0.88200000000000145,{"$f":"IF((VLOOKUP($C241,'Project Customer Details'!$B$6:$Q$1095,16,FALSE))<((VLOOKUP($C241,'Project Customer Details'!$B$6:$Q$1095,4,FALSE)*$L241)),VLOOKUP($C241,'Project Customer Details'!$B$6:$Q$1095,16,FALSE), (VLOOKUP($C241,'Project Customer Details'!$B$6:$Q$1095,4,FALSE)*$L241))","v":2.677743433017207E-2},0,0,{"$f":"MIN(R241,S241,Summary!$D$14)","v":0},{"$f":"J241-(J241/(1+(Summary!$D$13))^(T241))","v":0}]
[null,237,"STAR T-131","Upgrade Transformer Capacity","Substation","T","S",2023,2000000,2000000,31.3,31.3,30,{"$f":"IF(OR(G242=\"S\",G242=\"D\"),VLOOKUP(F242,'Component Capacity'!$C$8:$F$12,4,FALSE)*M242,IF(G242=\"W\",VLOOKUP(F242,'Component Capacity'!$C$16:$F$20,4,FALSE),\"OOPS\"))","v":30.612244897959183},6.9000000000000006E-2,"N/A",{"$f":"IF((VLOOKUP($C242,'Project Customer Details'!$B$6:$Q$1095,16,FALSE))<((VLOOKUP($C242,'Project Customer Details'!$B$6:$Q$1095,4,FALSE)*$L242)),VLOOKUP($C242,'Project Customer Details'!$B$6:$Q$1095,16,FALSE), (VLOOKUP($C242,'Project Customer Details'!$B$6:$Q$1095,4,FALSE)*$L242))","v":4.1628274864980268E-2},0,0,{"$f":"MIN(R242,S242,Summary!$D$14)","v":0},{"$f":"J242-(J242/(1+(Summary!$D$13))^(T242))","v":0}]
[null,238,"CARO T-061","ONTO-CARO 69kV to 138kV Conversion","Substation","T","S",2024,4695555,4695555,19.754138287441616,19.813879132724015,19.399999999999999,{"$f":"IF(OR(G243=\"S\",G243=\"D\"),VLOOKUP(F243,'Component Capacity'!$C$8:$F$12,4,FALSE)*M243,IF(G243=\"W\",VLOOKUP(F243,'Component Capacity'!$C$16:$F$20,4,FALSE),\"OOPS\"))","v":19.795918367346939},0.03,0.58200000000000074,{"$f":"IF((VLOOKUP($C243,'Project Customer Details'!$B$6:$Q$1095,16,FALSE))<((VLOOKUP($C243,'Project Customer Details'!$B$6:$Q$1095,4,FALSE)*$L243)),VLOOKUP($C243,'Project Customer Details'!$B$6:$Q$1095,16,FALSE), (VLOOKUP($C243,'Project Customer Details'!$B$6:$Q$1095,4,FALSE)*$L243))","v":2.0730124559358291E-2},0,0,{"$f":"MIN(R243,S243,Summary!$D$14)","v":0},{"$f":"J243-(J243/(1+(Summary!$D$13))^(T243))","v":0}]
[null,239,"HMDL T-062","HMD,  MOVE HMDL-012 TO T062","Substation","T","S",2007,150000,219548.32315112438,14.076167608114066,13.879356893542045,13.72,{"$f":"IF(OR(G244=\"S\",G244=\"D\"),VLOOKUP(F244,'Component Capacity'!$C$8:$F$12,4,FALSE)*M244,IF(G244=\"W\",VLOOKUP(F244,'Component Capacity'!$C$16:$F$20,4,FALSE),\"OOPS\"))","v":14.000000000000002},0.03,0.41159999999999997,{"$f":"IF((VLOOKUP($C244,'Project Customer Details'!$B$6:$Q$1095,16,FALSE))<((VLOOKUP($C244,'Project Customer Details'!$B$6:$Q$1095,4,FALSE)*$L244)),VLOOKUP($C244,'Project Customer Details'!$B$6:$Q$1095,16,FALSE), (VLOOKUP($C244,'Project Customer Details'!$B$6:$Q$1095,4,FALSE)*$L244))","v":0},0,1,{"$f":"MIN(R244,S244,Summary!$D$14)","v":0},{"$f":"J244-(J244/(1+(Summary!$D$13))^(T244))","v":0}]
[null,240,"HMDL T-062","Purchase adjacent property","Substation","T","S",2007,320000,468369.75605573202,13.974268137000665,13.956409201950835,13.72,{"$f":"IF(OR(G245=\"S\",G245=\"D\"),VLOOKUP(F245,'Component Capacity'!$C$8:$F$12,4,FALSE)*M245,IF(G245=\"W\",VLOOKUP(F245,'Component Capacity'!$C$16:$F$20,4,FALSE),\"OOPS\"))","v":14.000000000000002},0.03,0.41159999999999997,{"$f":"IF((VLOOKUP($C245,'Project Customer Details'!$B$6:$Q$1095,16,FALSE))<((VLOOKUP($C245,'Project Customer Details'!$B$6:$Q$1095,4,FALSE)*$L245)),VLOOKUP($C245,'Project Customer Details'!$B$6:$Q$1095,16,FALSE), (VLOOKUP($C245,'Project Customer Details'!$B$6:$Q$1095,4,FALSE)*$L245))","v":0},0,1,{"$f":"MIN(R245,S245,Summary!$D$14)","v":0},{"$f":"J245-(J245/(1+(Summary!$D$13))^(T245))","v":0}]
[null,241,"HMDL T-062","Replace T061 to provide transformer for HGSN","Substation","T","S",2008,50000,71347.639950617566,13.723883501557992,13.954437865924564,13.72,{"$f":"IF(OR(G246=\"S\",G246=\"D\"),VLOOKUP(F246,'Component Capacity'!$C$8:$F$12,4,FALSE)*M246,IF(G246=\"W\",VLOOKUP(F246,'Component Capacity'!$C$16:$F$20,4,FALSE),\"OOPS\"))","v":14.000000000000002},0.03,0.41159999999999997,{"$f":"IF((VLOOKUP($C246,'Project Customer Details'!$B$6:$Q$1095,16,FALSE))<((VLOOKUP($C246,'Project Customer Details'!$B$6:$Q$1095,4,FALSE)*$L246)),VLOOKUP($C246,'Project Customer Details'!$B$6:$Q$1095,16,FALSE), (VLOOKUP($C246,'Project Customer Details'!$B$6:$Q$1095,4,FALSE)*$L246))","v":0},0,1,{"$f":"MIN(R246,S246,Summary!$D$14)","v":0},{"$f":"J246-(J246/(1+(Summary!$D$13))^(T246))","v":0}]
[null,242,"MDRS T-131","MDRS Increase station capacity  Replace 30 with 44.8 mva xfmr","Substation","T","S",2009,1489000,2071452.8276971367,29.697161395550179,30.72,29.4,{"$f":"IF(OR(G247=\"S\",G247=\"D\"),VLOOKUP(F247,'Component Capacity'!$C$8:$F$12,4,FALSE)*M247,IF(G247=\"W\",VLOOKUP(F247,'Component Capacity'!$C$16:$F$20,4,FALSE),\"OOPS\"))","v":30},0.03,0.88200000000000145,{"$f":"IF((VLOOKUP($C247,'Project Customer Details'!$B$6:$Q$1095,16,FALSE))<((VLOOKUP($C247,'Project Customer Details'!$B$6:$Q$1095,4,FALSE)*$L247)),VLOOKUP($C247,'Project Customer Details'!$B$6:$Q$1095,16,FALSE), (VLOOKUP($C247,'Project Customer Details'!$B$6:$Q$1095,4,FALSE)*$L247))","v":7.1091693778900497E-2},0,0,{"$f":"MIN(R247,S247,Summary!$D$14)","v":0},{"$f":"J247-(J247/(1+(Summary!$D$13))^(T247))","v":0}]
[null,243,"MDRS T-131","New MDRS T132, MDRS 16, MDRS 17","Substation","T","S",2024,1764000,1764000,47.78,47.78,43.9,{"$f":"IF(OR(G248=\"S\",G248=\"D\"),VLOOKUP(F248,'Component Capacity'!$C$8:$F$12,4,FALSE)*M248,IF(G248=\"W\",VLOOKUP(F248,'Component Capacity'!$C$16:$F$20,4,FALSE),\"OOPS\"))","v":44.795918367346935},6.8400000000000002E-2,"N/A",{"$f":"IF((VLOOKUP($C248,'Project Customer Details'!$B$6:$Q$1095,16,FALSE))<((VLOOKUP($C248,'Project Customer Details'!$B$6:$Q$1095,4,FALSE)*$L248)),VLOOKUP($C248,'Project Customer Details'!$B$6:$Q$1095,16,FALSE), (VLOOKUP($C248,'Project Customer Details'!$B$6:$Q$1095,4,FALSE)*$L248))","v":7.1091693778900497E-2},0,0,{"$f":"MIN(R248,S248,Summary!$D$14)","v":0},{"$f":"J248-(J248/(1+(Summary!$D$13))^(T248))","v":0}]
[null,244,"WILS T-131","Add new WILST132 transformer, metalclad, and WILS-018","Substation","T","S",2024,2568000,2568000,35.79,35.79,29.4,{"$f":"IF(OR(G249=\"S\",G249=\"D\"),VLOOKUP(F249,'Component Capacity'!$C$8:$F$12,4,FALSE)*M249,IF(G249=\"W\",VLOOKUP(F249,'Component Capacity'!$C$16:$F$20,4,FALSE),\"OOPS\"))","v":30},9.0999999999999998E-2,"N/A",{"$f":"IF((VLOOKUP($C249,'Project Customer Details'!$B$6:$Q$1095,16,FALSE))<((VLOOKUP($C249,'Project Customer Details'!$B$6:$Q$1095,4,FALSE)*$L249)),VLOOKUP($C249,'Project Customer Details'!$B$6:$Q$1095,16,FALSE), (VLOOKUP($C249,'Project Customer Details'!$B$6:$Q$1095,4,FALSE)*$L249))","v":5.8448400076643439E-2},{"$f":"IF((L249-Q249)<M249,CEILING(LN((M249+Q249)/L249)/LN(1+O249),1),0)","v":0},0,{"$f":"MIN(R249,S249,Summary!$D$14)","v":0},{"$f":"J249-(J249/(1+(Summary!$D$13))^(T249))","v":0}]
[null,245,"HILL T-132","Add T132","Substation","T","S",2009,750000,1043377.8514256901,29.568932065958716,29.931190989438921,29.4,{"$f":"IF(OR(G250=\"S\",G250=\"D\"),VLOOKUP(F250,'Component Capacity'!$C$8:$F$12,4,FALSE)*M250,IF(G250=\"W\",VLOOKUP(F250,'Component Capacity'!$C$16:$F$20,4,FALSE),\"OOPS\"))","v":30},0.03,0.88200000000000145,{"$f":"IF((VLOOKUP($C250,'Project Customer Details'!$B$6:$Q$1095,16,FALSE))<((VLOOKUP($C250,'Project Customer Details'!$B$6:$Q$1095,4,FALSE)*$L250)),VLOOKUP($C250,'Project Customer Details'!$B$6:$Q$1095,16,FALSE), (VLOOKUP($C250,'Project Customer Details'!$B$6:$Q$1095,4,FALSE)*$L250))","v":2.445450509985813E-2},0,1,{"$f":"MIN(R250,S250,Summary!$D$14)","v":0},{"$f":"J250-(J250/(1+(Summary!$D$13))^(T250))","v":0}]
[null,246,"JPLN T-132","JPLN - Replace JPLN T-132 with a 44.8MVA unit","Substation","T","S",2018,1087472,1203746.7135075328,30.5,30.5,29.4,{"$f":"IF(OR(G251=\"S\",G251=\"D\"),VLOOKUP(F251,'Component Capacity'!$C$8:$F$12,4,FALSE)*M251,IF(G251=\"W\",VLOOKUP(F251,'Component Capacity'!$C$16:$F$20,4,FALSE),\"OOPS\"))","v":30},0.04,"N/A",{"$f":"IF((VLOOKUP($C251,'Project Customer Details'!$B$6:$Q$1095,16,FALSE))<((VLOOKUP($C251,'Project Customer Details'!$B$6:$Q$1095,4,FALSE)*$L251)),VLOOKUP($C251,'Project Customer Details'!$B$6:$Q$1095,16,FALSE), (VLOOKUP($C251,'Project Customer Details'!$B$6:$Q$1095,4,FALSE)*$L251))","v":5.8170822501426148E-2},0,0,{"$f":"MIN(R251,S251,Summary!$D$14)","v":0},{"$f":"J251-(J251/(1+(Summary!$D$13))^(T251))","v":0}]
[null,247,"LNSG T-131","138 kV Transmission/Distribution Line from WILS to LNSG","Substation","T","S",2019,4303737.7300000004,4644442.2871650662,20.7,20.7,19.600000000000001,{"$f":"IF(OR(G252=\"S\",G252=\"D\"),VLOOKUP(F252,'Component Capacity'!$C$8:$F$12,4,FALSE)*M252,IF(G252=\"W\",VLOOKUP(F252,'Component Capacity'!$C$16:$F$20,4,FALSE),\"OOPS\"))","v":20.000000000000004},2.5000000000000001E-2,"N/A",{"$f":"IF((VLOOKUP($C252,'Project Customer Details'!$B$6:$Q$1095,16,FALSE))<((VLOOKUP($C252,'Project Customer Details'!$B$6:$Q$1095,4,FALSE)*$L252)),VLOOKUP($C252,'Project Customer Details'!$B$6:$Q$1095,16,FALSE), (VLOOKUP($C252,'Project Customer Details'!$B$6:$Q$1095,4,FALSE)*$L252))","v":1.775346349550886E-2},0,0,{"$f":"MIN(R252,S252,Summary!$D$14)","v":0},{"$f":"J252-(J252/(1+(Summary!$D$13))^(T252))","v":0}]
[null,248,"MORA T-131","Relieve MORAT131 with a new CLBA (Columbia) substation","Substation","T","S",2022,6646220,6646220,44.7,45.43,43.9,{"$f":"IF(OR(G253=\"S\",G253=\"D\"),VLOOKUP(F253,'Component Capacity'!$C$8:$F$12,4,FALSE)*M253,IF(G253=\"W\",VLOOKUP(F253,'Component Capacity'!$C$16:$F$20,4,FALSE),\"OOPS\"))","v":44.795918367346935},1.6299999999999999E-2,"N/A",{"$f":"IF((VLOOKUP($C253,'Project Customer Details'!$B$6:$Q$1095,16,FALSE))<((VLOOKUP($C253,'Project Customer Details'!$B$6:$Q$1095,4,FALSE)*$L253)),VLOOKUP($C253,'Project Customer Details'!$B$6:$Q$1095,16,FALSE), (VLOOKUP($C253,'Project Customer Details'!$B$6:$Q$1095,4,FALSE)*$L253))","v":7.9769301105795984E-2},0,0,{"$f":"MIN(R253,S253,Summary!$D$14)","v":0},{"$f":"J253-(J253/(1+(Summary!$D$13))^(T253))","v":0}]
[null,249,"MORA T-131","Communications Upgrades-DNPR Generator Addition","Substation","T","S",2008,20000,28539.055980247027,29.565783642980339,29.515109574095558,29.4,{"$f":"IF(OR(G254=\"S\",G254=\"D\"),VLOOKUP(F254,'Component Capacity'!$C$8:$F$12,4,FALSE)*M254,IF(G254=\"W\",VLOOKUP(F254,'Component Capacity'!$C$16:$F$20,4,FALSE),\"OOPS\"))","v":30},0.03,0.88200000000000145,{"$f":"IF((VLOOKUP($C254,'Project Customer Details'!$B$6:$Q$1095,16,FALSE))<((VLOOKUP($C254,'Project Customer Details'!$B$6:$Q$1095,4,FALSE)*$L254)),VLOOKUP($C254,'Project Customer Details'!$B$6:$Q$1095,16,FALSE), (VLOOKUP($C254,'Project Customer Details'!$B$6:$Q$1095,4,FALSE)*$L254))","v":7.9769301105795984E-2},0,1,{"$f":"MIN(R254,S254,Summary!$D$14)","v":0},{"$f":"J254-(J254/(1+(Summary!$D$13))^(T254))","v":0}]
[null,250,"TNML T-131","Replace T131 with 44.8 MVA","Substation","T","S",2007,25000,36591.387191854061,44.7650845757287,44.546021442697395,43.9,{"$f":"IF(OR(G255=\"S\",G255=\"D\"),VLOOKUP(F255,'Component Capacity'!$C$8:$F$12,4,FALSE)*M255,IF(G255=\"W\",VLOOKUP(F255,'Component Capacity'!$C$16:$F$20,4,FALSE),\"OOPS\"))","v":44.795918367346935},0.03,1.3170000000000002,{"$f":"IF((VLOOKUP($C255,'Project Customer Details'!$B$6:$Q$1095,16,FALSE))<((VLOOKUP($C255,'Project Customer Details'!$B$6:$Q$1095,4,FALSE)*$L255)),VLOOKUP($C255,'Project Customer Details'!$B$6:$Q$1095,16,FALSE), (VLOOKUP($C255,'Project Customer Details'!$B$6:$Q$1095,4,FALSE)*$L255))","v":8.8687855560660986E-2},0,1,{"$f":"MIN(R255,S255,Summary!$D$14)","v":0},{"$f":"J255-(J255/(1+(Summary!$D$13))^(T255))","v":0}]
[null,251,"TFSN T-133","TFSN-017 Build 3/4 mile 3 ph line along Heyburn Ave E","Substation","T","S",2007,220000,322004.20728831575,37.5,37.5,36.549999999999997,{"$f":"IF(OR(G256=\"S\",G256=\"D\"),VLOOKUP(F256,'Component Capacity'!$C$8:$F$12,4,FALSE)*M256,IF(G256=\"W\",VLOOKUP(F256,'Component Capacity'!$C$16:$F$20,4,FALSE),\"OOPS\"))","v":37.295918367346935},6.5000000000000002E-2,"N/A",{"$f":"IF((VLOOKUP($C256,'Project Customer Details'!$B$6:$Q$1095,16,FALSE))<((VLOOKUP($C256,'Project Customer Details'!$B$6:$Q$1095,4,FALSE)*$L256)),VLOOKUP($C256,'Project Customer Details'!$B$6:$Q$1095,16,FALSE), (VLOOKUP($C256,'Project Customer Details'!$B$6:$Q$1095,4,FALSE)*$L256))","v":8.1844122858598559E-2},0,0,{"$f":"MIN(R256,S256,Summary!$D$14)","v":0},{"$f":"J256-(J256/(1+(Summary!$D$13))^(T256))","v":0}]
[null,252,"TFSN T-133","Increase T133 to 45 MVA","Substation","T","S",2008,1250000,1783690.9987654393,38,38,36.549999999999997,{"$f":"IF(OR(G257=\"S\",G257=\"D\"),VLOOKUP(F257,'Component Capacity'!$C$8:$F$12,4,FALSE)*M257,IF(G257=\"W\",VLOOKUP(F257,'Component Capacity'!$C$16:$F$20,4,FALSE),\"OOPS\"))","v":37.295918367346935},6.5000000000000002E-2,"N/A",{"$f":"IF((VLOOKUP($C257,'Project Customer Details'!$B$6:$Q$1095,16,FALSE))<((VLOOKUP($C257,'Project Customer Details'!$B$6:$Q$1095,4,FALSE)*$L257)),VLOOKUP($C257,'Project Customer Details'!$B$6:$Q$1095,16,FALSE), (VLOOKUP($C257,'Project Customer Details'!$B$6:$Q$1095,4,FALSE)*$L257))","v":8.1844122858598559E-2},0,0,{"$f":"MIN(R257,S257,Summary!$D$14)","v":0},{"$f":"J257-(J257/(1+(Summary!$D$13))^(T257))","v":0}]
[null,253,"TFSN T-133","Install ACC","Substation","T","S",2009,60000,83470.228114055208,30.206255548518534,29.413262501265802,29.4,{"$f":"IF(OR(G258=\"S\",G258=\"D\"),VLOOKUP(F258,'Component Capacity'!$C$8:$F$12,4,FALSE)*M258,IF(G258=\"W\",VLOOKUP(F258,'Component Capacity'!$C$16:$F$20,4,FALSE),\"OOPS\"))","v":30},0.03,0.88200000000000145,{"$f":"IF((VLOOKUP($C258,'Project Customer Details'!$B$6:$Q$1095,16,FALSE))<((VLOOKUP($C258,'Project Customer Details'!$B$6:$Q$1095,4,FALSE)*$L258)),VLOOKUP($C258,'Project Customer Details'!$B$6:$Q$1095,16,FALSE), (VLOOKUP($C258,'Project Customer Details'!$B$6:$Q$1095,4,FALSE)*$L258))","v":8.1844122858598559E-2},1,1,{"$f":"MIN(R258,S258,Summary!$D$14)","v":1},{"$f":"J258-(J258/(1+(Summary!$D$13))^(T258))","v":3632.611553505034}]
[null,254,"STAT T-062","STAT-GARY 69KV TO 138KV ROW","Substation","T","S",2007,616000,901611.78040728415,29.701396526143117,29.631688165323517,29.4,{"$f":"IF(OR(G259=\"S\",G259=\"D\"),VLOOKUP(F259,'Component Capacity'!$C$8:$F$12,4,FALSE)*M259,IF(G259=\"W\",VLOOKUP(F259,'Component Capacity'!$C$16:$F$20,4,FALSE),\"OOPS\"))","v":30},0.03,0.88200000000000145,{"$f":"IF((VLOOKUP($C259,'Project Customer Details'!$B$6:$Q$1095,16,FALSE))<((VLOOKUP($C259,'Project Customer Details'!$B$6:$Q$1095,4,FALSE)*$L259)),VLOOKUP($C259,'Project Customer Details'!$B$6:$Q$1095,16,FALSE), (VLOOKUP($C259,'Project Customer Details'!$B$6:$Q$1095,4,FALSE)*$L259))","v":2.677743433017207E-2},0,1,{"$f":"MIN(R259,S259,Summary!$D$14)","v":0},{"$f":"J259-(J259/(1+(Summary!$D$13))^(T259))","v":0}]
[null,255,"NYSA T-062","T213, NEW TRANSMISSION LINE FOR ADRIAN SUBSTATION","Substation","T","S",2008,450000,642128.75955555809,14.03383005934454,14.055714666596245,13.72,{"$f":"IF(OR(G260=\"S\",G260=\"D\"),VLOOKUP(F260,'Component Capacity'!$C$8:$F$12,4,FALSE)*M260,IF(G260=\"W\",VLOOKUP(F260,'Component Capacity'!$C$16:$F$20,4,FALSE),\"OOPS\"))","v":14.000000000000002},0.03,0.41159999999999997,{"$f":"IF((VLOOKUP($C260,'Project Customer Details'!$B$6:$Q$1095,16,FALSE))<((VLOOKUP($C260,'Project Customer Details'!$B$6:$Q$1095,4,FALSE)*$L260)),VLOOKUP($C260,'Project Customer Details'!$B$6:$Q$1095,16,FALSE), (VLOOKUP($C260,'Project Customer Details'!$B$6:$Q$1095,4,FALSE)*$L260))","v":0},0,0,{"$f":"MIN(R260,S260,Summary!$D$14)","v":0},{"$f":"J260-(J260/(1+(Summary!$D$13))^(T260))","v":0}]
[null,256,"ETGT T-131","New 138 kV line to KBLY substation","Substation","T","S",2011,1820000,2406540.7644224535,29.849769998262111,30.57,29.4,{"$f":"IF(OR(G261=\"S\",G261=\"D\"),VLOOKUP(F261,'Component Capacity'!$C$8:$F$12,4,FALSE)*M261,IF(G261=\"W\",VLOOKUP(F261,'Component Capacity'!$C$16:$F$20,4,FALSE),\"OOPS\"))","v":30},0.03,0.88200000000000145,{"$f":"IF((VLOOKUP($C261,'Project Customer Details'!$B$6:$Q$1095,16,FALSE))<((VLOOKUP($C261,'Project Customer Details'!$B$6:$Q$1095,4,FALSE)*$L261)),VLOOKUP($C261,'Project Customer Details'!$B$6:$Q$1095,16,FALSE), (VLOOKUP($C261,'Project Customer Details'!$B$6:$Q$1095,4,FALSE)*$L261))","v":7.1493470998776329E-2},0,0,{"$f":"MIN(R261,S261,Summary!$D$14)","v":0},{"$f":"J261-(J261/(1+(Summary!$D$13))^(T261))","v":0}]
[null,257,"NTVW T-131","Build new substation between Buhl and Filer","Substation","T","W",2015,3000000,3583653.8882976919,12.54,12.54,11.11,{"$f":"IF(OR(G262=\"S\",G262=\"D\"),VLOOKUP(F262,'Component Capacity'!$C$8:$F$12,4,FALSE)*M262,IF(G262=\"W\",VLOOKUP(F262,'Component Capacity'!$C$16:$F$20,4,FALSE),\"OOPS\"))","v":1.0909090909090908},2.5000000000000001E-2,"N/A",{"$f":"IF((VLOOKUP($C262,'Project Customer Details'!$B$6:$Q$1095,16,FALSE))<((VLOOKUP($C262,'Project Customer Details'!$B$6:$Q$1095,4,FALSE)*$L262)),VLOOKUP($C262,'Project Customer Details'!$B$6:$Q$1095,16,FALSE), (VLOOKUP($C262,'Project Customer Details'!$B$6:$Q$1095,4,FALSE)*$L262))","v":0},0,{"$f":"IF(L262<N262,CEILING(LN((N262)/L262)/LN(1+O262),1),0)","v":0},{"$f":"MIN(R262,S262,Summary!$D$14)","v":0},{"$f":"J262-(J262/(1+(Summary!$D$13))^(T262))","v":0}]
[null,258,"BKFT T-051","Cut over ALMA T-051 to 138kV and tranfer FTHL to FRMT (Offload BKFT T-161)","Substation","T","S",2016,452000,526397.69748348638,93.22,93.22,91.4,{"$f":"IF(OR(G263=\"S\",G263=\"D\"),VLOOKUP(F263,'Component Capacity'!$C$8:$F$12,4,FALSE)*M263,IF(G263=\"W\",VLOOKUP(F263,'Component Capacity'!$C$16:$F$20,4,FALSE),\"OOPS\"))","v":93.26530612244899},0.01,"N/A",{"$f":"IF((VLOOKUP($C263,'Project Customer Details'!$B$6:$Q$1095,16,FALSE))<((VLOOKUP($C263,'Project Customer Details'!$B$6:$Q$1095,4,FALSE)*$L263)),VLOOKUP($C263,'Project Customer Details'!$B$6:$Q$1095,16,FALSE), (VLOOKUP($C263,'Project Customer Details'!$B$6:$Q$1095,4,FALSE)*$L263))","v":0},0,1,{"$f":"MIN(R263,S263,Summary!$D$14)","v":0},{"$f":"J263-(J263/(1+(Summary!$D$13))^(T263))","v":0}]
[null,259,"LNDN T-132","Install newsubstation to feed Sky Ranch commercial development loads","Substation","T","S",2019,2061110.34,2224277.737669941,31.9,31.9,27.4,{"$f":"IF(OR(G264=\"S\",G264=\"D\"),VLOOKUP(F264,'Component Capacity'!$C$8:$F$12,4,FALSE)*M264,IF(G264=\"W\",VLOOKUP(F264,'Component Capacity'!$C$16:$F$20,4,FALSE),\"OOPS\"))","v":27.959183673469386},0.05,"N/A",{"$f":"IF((VLOOKUP($C264,'Project Customer Details'!$B$6:$Q$1095,16,FALSE))<((VLOOKUP($C264,'Project Customer Details'!$B$6:$Q$1095,4,FALSE)*$L264)),VLOOKUP($C264,'Project Customer Details'!$B$6:$Q$1095,16,FALSE), (VLOOKUP($C264,'Project Customer Details'!$B$6:$Q$1095,4,FALSE)*$L264))","v":3.5820713849520458E-2},0,0,{"$f":"MIN(R264,S264,Summary!$D$14)","v":0},{"$f":"J264-(J264/(1+(Summary!$D$13))^(T264))","v":0}]
[null,260,"EAGL T-132","BNLT BUILD TRANSMISSION LINE TO BEACON LIGHT SUBSTATION","Substation","T","S",2020,3159155.76,3323759.215002914,79.8,79.8,78,{"$f":"IF(OR(G265=\"S\",G265=\"D\"),VLOOKUP(F265,'Component Capacity'!$C$8:$F$12,4,FALSE)*M265,IF(G265=\"W\",VLOOKUP(F265,'Component Capacity'!$C$16:$F$20,4,FALSE),\"OOPS\"))","v":79.591836734693885},0.04,"N/A",{"$f":"IF((VLOOKUP($C265,'Project Customer Details'!$B$6:$Q$1095,16,FALSE))<((VLOOKUP($C265,'Project Customer Details'!$B$6:$Q$1095,4,FALSE)*$L265)),VLOOKUP($C265,'Project Customer Details'!$B$6:$Q$1095,16,FALSE), (VLOOKUP($C265,'Project Customer Details'!$B$6:$Q$1095,4,FALSE)*$L265))","v":0},0,0,{"$f":"MIN(R265,S265,Summary!$D$14)","v":0},{"$f":"J265-(J265/(1+(Summary!$D$13))^(T265))","v":0}]
[null,263,"ONTO T-134","ONTO-CARO 69kV to 138kV Conversion","Substation","T","S",2024,2192284,2192284,19.596900501089713,19.519640882342237,19.399999999999999,{"$f":"IF(OR(G266=\"S\",G266=\"D\"),VLOOKUP(F266,'Component Capacity'!$C$8:$F$12,4,FALSE)*M266,IF(G266=\"W\",VLOOKUP(F266,'Component Capacity'!$C$16:$F$20,4,FALSE),\"OOPS\"))","v":19.795918367346939},0.03,0.58200000000000074,{"$f":"IF((VLOOKUP($C266,'Project Customer Details'!$B$6:$Q$1095,16,FALSE))<((VLOOKUP($C266,'Project Customer Details'!$B$6:$Q$1095,4,FALSE)*$L266)),VLOOKUP($C266,'Project Customer Details'!$B$6:$Q$1095,16,FALSE), (VLOOKUP($C266,'Project Customer Details'!$B$6:$Q$1095,4,FALSE)*$L266))","v":0},0,1,{"$f":"MIN(R266,S266,Summary!$D$14)","v":0},{"$f":"J266-(J266/(1+(Summary!$D$13))^(T266))","v":0}]
[null,264,"GEMM T-062","GEMM T-062 Capacity Increase","Substation","T","S",2018,1077836.99,1193081.5086819259,9.4,9.4,9.19,{"$f":"IF(OR(G267=\"S\",G267=\"D\"),VLOOKUP(F267,'Component Capacity'!$C$8:$F$12,4,FALSE)*M267,IF(G267=\"W\",VLOOKUP(F267,'Component Capacity'!$C$16:$F$20,4,FALSE),\"OOPS\"))","v":9.3775510204081627},2.1999999999999999E-2,"N/A",{"$f":"IF((VLOOKUP($C267,'Project Customer Details'!$B$6:$Q$1095,16,FALSE))<((VLOOKUP($C267,'Project Customer Details'!$B$6:$Q$1095,4,FALSE)*$L267)),VLOOKUP($C267,'Project Customer Details'!$B$6:$Q$1095,16,FALSE), (VLOOKUP($C267,'Project Customer Details'!$B$6:$Q$1095,4,FALSE)*$L267))","v":1.0935195249085081E-2},0,0,{"$f":"MIN(R267,S267,Summary!$D$14)","v":0},{"$f":"J267-(J267/(1+(Summary!$D$13))^(T267))","v":0}]
[null,265,"EAGL T-132","Purchase new transformer 138/13.09 KV, 44.8 MVA","Substation","T","S",2008,845000,1205775.1151654369,29.713321977228453,30.129427294823685,29.4,{"$f":"IF(OR(G268=\"S\",G268=\"D\"),VLOOKUP(F268,'Component Capacity'!$C$8:$F$12,4,FALSE)*M268,IF(G268=\"W\",VLOOKUP(F268,'Component Capacity'!$C$16:$F$20,4,FALSE),\"OOPS\"))","v":30},0.03,0.88200000000000145,{"$f":"IF((VLOOKUP($C268,'Project Customer Details'!$B$6:$Q$1095,16,FALSE))<((VLOOKUP($C268,'Project Customer Details'!$B$6:$Q$1095,4,FALSE)*$L268)),VLOOKUP($C268,'Project Customer Details'!$B$6:$Q$1095,16,FALSE), (VLOOKUP($C268,'Project Customer Details'!$B$6:$Q$1095,4,FALSE)*$L268))","v":0},0,0,{"$f":"MIN(R268,S268,Summary!$D$14)","v":0},{"$f":"J268-(J268/(1+(Summary!$D$13))^(T268))","v":0}]
[null,266,"PAET T-131","Replace T131 with spare and repair failed transformer","Substation","T","S",2010,215000,291601.36474039633,10.344870177678031,10.578363716608862,10.28,{"$f":"IF(OR(G269=\"S\",G269=\"D\"),VLOOKUP(F269,'Component Capacity'!$C$8:$F$12,4,FALSE)*M269,IF(G269=\"W\",VLOOKUP(F269,'Component Capacity'!$C$16:$F$20,4,FALSE),\"OOPS\"))","v":10.489795918367346},0.03,0.30840000000000067,{"$f":"IF((VLOOKUP($C269,'Project Customer Details'!$B$6:$Q$1095,16,FALSE))<((VLOOKUP($C269,'Project Customer Details'!$B$6:$Q$1095,4,FALSE)*$L269)),VLOOKUP($C269,'Project Customer Details'!$B$6:$Q$1095,16,FALSE), (VLOOKUP($C269,'Project Customer Details'!$B$6:$Q$1095,4,FALSE)*$L269))","v":0},0,0,{"$f":"MIN(R269,S269,Summary!$D$14)","v":0},{"$f":"J269-(J269/(1+(Summary!$D$13))^(T269))","v":0}]
[null,267,"ELMR T-133","Purchase new 138-34.5 kV 44.8 MVA transformer","Substation","T","S",2011,736711.77,974135.66271143884,29.588179229237653,30.076449774256275,29.4,{"$f":"IF(OR(G270=\"S\",G270=\"D\"),VLOOKUP(F270,'Component Capacity'!$C$8:$F$12,4,FALSE)*M270,IF(G270=\"W\",VLOOKUP(F270,'Component Capacity'!$C$16:$F$20,4,FALSE),\"OOPS\"))","v":30},0.03,0.88200000000000145,{"$f":"IF((VLOOKUP($C270,'Project Customer Details'!$B$6:$Q$1095,16,FALSE))<((VLOOKUP($C270,'Project Customer Details'!$B$6:$Q$1095,4,FALSE)*$L270)),VLOOKUP($C270,'Project Customer Details'!$B$6:$Q$1095,16,FALSE), (VLOOKUP($C270,'Project Customer Details'!$B$6:$Q$1095,4,FALSE)*$L270))","v":2.0786682616092227E-2},0,0,{"$f":"MIN(R270,S270,Summary!$D$14)","v":0},{"$f":"J270-(J270/(1+(Summary!$D$13))^(T270))","v":0}]
[null,268,"BUBG T-131","Increase T131 to 28 MVA and add 34.5 kV bus tie breaker","Substation","T","S",2014,746254.57,914368.09800396301,20.8,20.8,19.600000000000001,{"$f":"IF(OR(G271=\"S\",G271=\"D\"),VLOOKUP(F271,'Component Capacity'!$C$8:$F$12,4,FALSE)*M271,IF(G271=\"W\",VLOOKUP(F271,'Component Capacity'!$C$16:$F$20,4,FALSE),\"OOPS\"))","v":20.000000000000004},1.2500000000000001E-2,"N/A",{"$f":"IF((VLOOKUP($C271,'Project Customer Details'!$B$6:$Q$1095,16,FALSE))<((VLOOKUP($C271,'Project Customer Details'!$B$6:$Q$1095,4,FALSE)*$L271)),VLOOKUP($C271,'Project Customer Details'!$B$6:$Q$1095,16,FALSE), (VLOOKUP($C271,'Project Customer Details'!$B$6:$Q$1095,4,FALSE)*$L271))","v":0},0,0,{"$f":"MIN(R271,S271,Summary!$D$14)","v":0},{"$f":"J271-(J271/(1+(Summary!$D$13))^(T271))","v":0}]
[null,269,"MORA T-132","MORA T-132 REPLACE 30 WITH A 40/44.8MVA","Substation","T","S",2007,620000,907466.40235798073,29.45413405986249,29.797443650199696,29.4,{"$f":"IF(OR(G272=\"S\",G272=\"D\"),VLOOKUP(F272,'Component Capacity'!$C$8:$F$12,4,FALSE)*M272,IF(G272=\"W\",VLOOKUP(F272,'Component Capacity'!$C$16:$F$20,4,FALSE),\"OOPS\"))","v":30},0.03,0.88200000000000145,{"$f":"IF((VLOOKUP($C272,'Project Customer Details'!$B$6:$Q$1095,16,FALSE))<((VLOOKUP($C272,'Project Customer Details'!$B$6:$Q$1095,4,FALSE)*$L272)),VLOOKUP($C272,'Project Customer Details'!$B$6:$Q$1095,16,FALSE), (VLOOKUP($C272,'Project Customer Details'!$B$6:$Q$1095,4,FALSE)*$L272))","v":1.9817500403471213E-2},0,1,{"$f":"MIN(R272,S272,Summary!$D$14)","v":0},{"$f":"J272-(J272/(1+(Summary!$D$13))^(T272))","v":0}]
[null,270,"MORA T-131","MORA - Replace MORA T-131 with a 44.8MVA unit","Substation","T","S",2017,1190646.27,1351851.6773223737,49.2,49.2,43.9,{"$f":"IF(OR(G273=\"S\",G273=\"D\"),VLOOKUP(F273,'Component Capacity'!$C$8:$F$12,4,FALSE)*M273,IF(G273=\"W\",VLOOKUP(F273,'Component Capacity'!$C$16:$F$20,4,FALSE),\"OOPS\"))","v":44.795918367346935},2.5000000000000001E-2,"N/A",{"$f":"IF((VLOOKUP($C273,'Project Customer Details'!$B$6:$Q$1095,16,FALSE))<((VLOOKUP($C273,'Project Customer Details'!$B$6:$Q$1095,4,FALSE)*$L273)),VLOOKUP($C273,'Project Customer Details'!$B$6:$Q$1095,16,FALSE), (VLOOKUP($C273,'Project Customer Details'!$B$6:$Q$1095,4,FALSE)*$L273))","v":7.9769301105795984E-2},0,0,{"$f":"MIN(R273,S273,Summary!$D$14)","v":0},{"$f":"J273-(J273/(1+(Summary!$D$13))^(T273))","v":0}]
[null,272,"DONN T-134","Add 2-13 kV 40 MVAR shunt reactors and replace 111Z","Substation","T","S",2007,1060000,1551474.8169346123,9.8533630146134481,9.8922760469899256,9.8000000000000007,{"$f":"IF(OR(G274=\"S\",G274=\"D\"),VLOOKUP(F274,'Component Capacity'!$C$8:$F$12,4,FALSE)*M274,IF(G274=\"W\",VLOOKUP(F274,'Component Capacity'!$C$16:$F$20,4,FALSE),\"OOPS\"))","v":10.000000000000002},0.03,0.29400000000000048,{"$f":"IF((VLOOKUP($C274,'Project Customer Details'!$B$6:$Q$1095,16,FALSE))<((VLOOKUP($C274,'Project Customer Details'!$B$6:$Q$1095,4,FALSE)*$L274)),VLOOKUP($C274,'Project Customer Details'!$B$6:$Q$1095,16,FALSE), (VLOOKUP($C274,'Project Customer Details'!$B$6:$Q$1095,4,FALSE)*$L274))","v":0},0,1,{"$f":"MIN(R274,S274,Summary!$D$14)","v":0},{"$f":"J274-(J274/(1+(Summary!$D$13))^(T274))","v":0}]
[null,273,"CSCD T-061","CSCD Increase T061 to 14 MVA","Substation","T","W",2007,100000,146365.54876741624,10.006252951720271,10.052266503088816,9.8000000000000007,{"$f":"IF(OR(G275=\"S\",G275=\"D\"),VLOOKUP(F275,'Component Capacity'!$C$8:$F$12,4,FALSE)*M275,IF(G275=\"W\",VLOOKUP(F275,'Component Capacity'!$C$16:$F$20,4,FALSE),\"OOPS\"))","v":1.0909090909090908},0.03,0.29400000000000048,{"$f":"IF((VLOOKUP($C275,'Project Customer Details'!$B$6:$Q$1095,16,FALSE))<((VLOOKUP($C275,'Project Customer Details'!$B$6:$Q$1095,4,FALSE)*$L275)),VLOOKUP($C275,'Project Customer Details'!$B$6:$Q$1095,16,FALSE), (VLOOKUP($C275,'Project Customer Details'!$B$6:$Q$1095,4,FALSE)*$L275))","v":0},0,0,{"$f":"MIN(R275,S275,Summary!$D$14)","v":0},{"$f":"J275-(J275/(1+(Summary!$D$13))^(T275))","v":0}]
[null,274,"CSCD T-061","Add station capacity (2nd 7MVA tx)","Substation","T","W",2013,716115.4,900007.92270370526,15.45,15.45,15.4,{"$f":"IF(OR(G276=\"S\",G276=\"D\"),VLOOKUP(F276,'Component Capacity'!$C$8:$F$12,4,FALSE)*M276,IF(G276=\"W\",VLOOKUP(F276,'Component Capacity'!$C$16:$F$20,4,FALSE),\"OOPS\"))","v":1.0909090909090908},3.5999999999999997E-2,"N/A",{"$f":"IF((VLOOKUP($C276,'Project Customer Details'!$B$6:$Q$1095,16,FALSE))<((VLOOKUP($C276,'Project Customer Details'!$B$6:$Q$1095,4,FALSE)*$L276)),VLOOKUP($C276,'Project Customer Details'!$B$6:$Q$1095,16,FALSE), (VLOOKUP($C276,'Project Customer Details'!$B$6:$Q$1095,4,FALSE)*$L276))","v":0},0,0,{"$f":"MIN(R276,S276,Summary!$D$14)","v":0},{"$f":"J276-(J276/(1+(Summary!$D$13))^(T276))","v":0}]
[null,275,"CSCD T-061","CSCD13 TX601 Capacity Relief","Substation","T","W",2023,85000,85000,1.66,1.66,1.65,{"$f":"IF(OR(G277=\"S\",G277=\"D\"),VLOOKUP(F277,'Component Capacity'!$C$8:$F$12,4,FALSE)*M277,IF(G277=\"W\",VLOOKUP(F277,'Component Capacity'!$C$16:$F$20,4,FALSE),\"OOPS\"))","v":1.0909090909090908},1.21E-2,"N/A",{"$f":"IF((VLOOKUP($C277,'Project Customer Details'!$B$6:$Q$1095,16,FALSE))<((VLOOKUP($C277,'Project Customer Details'!$B$6:$Q$1095,4,FALSE)*$L277)),VLOOKUP($C277,'Project Customer Details'!$B$6:$Q$1095,16,FALSE), (VLOOKUP($C277,'Project Customer Details'!$B$6:$Q$1095,4,FALSE)*$L277))","v":0},0,0,{"$f":"MIN(R277,S277,Summary!$D$14)","v":0},{"$f":"J277-(J277/(1+(Summary!$D$13))^(T277))","v":0}]
[null,276,"WESR T-062","WESR T-062 Capacity Increase","Substation","T","S",2018,544997.47,603269.70568660169,12.26,12.26,12.25,{"$f":"IF(OR(G278=\"S\",G278=\"D\"),VLOOKUP(F278,'Component Capacity'!$C$8:$F$12,4,FALSE)*M278,IF(G278=\"W\",VLOOKUP(F278,'Component Capacity'!$C$16:$F$20,4,FALSE),\"OOPS\"))","v":12.5},1.0999999999999999E-2,"N/A",{"$f":"IF((VLOOKUP($C278,'Project Customer Details'!$B$6:$Q$1095,16,FALSE))<((VLOOKUP($C278,'Project Customer Details'!$B$6:$Q$1095,4,FALSE)*$L278)),VLOOKUP($C278,'Project Customer Details'!$B$6:$Q$1095,16,FALSE), (VLOOKUP($C278,'Project Customer Details'!$B$6:$Q$1095,4,FALSE)*$L278))","v":0},0,2,{"$f":"MIN(R278,S278,Summary!$D$14)","v":0},{"$f":"J278-(J278/(1+(Summary!$D$13))^(T278))","v":0}]
[null,278,"ETGT T-131","Install ACC","Substation","T","S",2009,55000,76514.375771217266,29.419899088046492,29.407239129666163,29.4,{"$f":"IF(OR(G279=\"S\",G279=\"D\"),VLOOKUP(F279,'Component Capacity'!$C$8:$F$12,4,FALSE)*M279,IF(G279=\"W\",VLOOKUP(F279,'Component Capacity'!$C$16:$F$20,4,FALSE),\"OOPS\"))","v":30},0.03,0.88200000000000145,{"$f":"IF((VLOOKUP($C279,'Project Customer Details'!$B$6:$Q$1095,16,FALSE))<((VLOOKUP($C279,'Project Customer Details'!$B$6:$Q$1095,4,FALSE)*$L279)),VLOOKUP($C279,'Project Customer Details'!$B$6:$Q$1095,16,FALSE), (VLOOKUP($C279,'Project Customer Details'!$B$6:$Q$1095,4,FALSE)*$L279))","v":7.1493470998776329E-2},1,1,{"$f":"MIN(R279,S279,Summary!$D$14)","v":1},{"$f":"J279-(J279/(1+(Summary!$D$13))^(T279))","v":3329.8939240462933}]
[null,279,"ETGT T-132","Increase T132 and replace feeder breakers","Substation","T","S",2009,1275000,1773742.3474236731,29.522068970127485,30.078428486364547,29.4,{"$f":"IF(OR(G280=\"S\",G280=\"D\"),VLOOKUP(F280,'Component Capacity'!$C$8:$F$12,4,FALSE)*M280,IF(G280=\"W\",VLOOKUP(F280,'Component Capacity'!$C$16:$F$20,4,FALSE),\"OOPS\"))","v":30},0.03,0.88200000000000145,{"$f":"IF((VLOOKUP($C280,'Project Customer Details'!$B$6:$Q$1095,16,FALSE))<((VLOOKUP($C280,'Project Customer Details'!$B$6:$Q$1095,4,FALSE)*$L280)),VLOOKUP($C280,'Project Customer Details'!$B$6:$Q$1095,16,FALSE), (VLOOKUP($C280,'Project Customer Details'!$B$6:$Q$1095,4,FALSE)*$L280))","v":4.124348806546981E-3},0,0,{"$f":"MIN(R280,S280,Summary!$D$14)","v":0},{"$f":"J280-(J280/(1+(Summary!$D$13))^(T280))","v":0}]
[null,281,"LNSG T-131","Purchase additional land","Substation","T","S",2008,331846.01,473528.59281058074,19.673889871862819,19.943903435522685,19.600000000000001,{"$f":"IF(OR(G281=\"S\",G281=\"D\"),VLOOKUP(F281,'Component Capacity'!$C$8:$F$12,4,FALSE)*M281,IF(G281=\"W\",VLOOKUP(F281,'Component Capacity'!$C$16:$F$20,4,FALSE),\"OOPS\"))","v":20.000000000000004},0.03,0.58800000000000097,{"$f":"IF((VLOOKUP($C281,'Project Customer Details'!$B$6:$Q$1095,16,FALSE))<((VLOOKUP($C281,'Project Customer Details'!$B$6:$Q$1095,4,FALSE)*$L281)),VLOOKUP($C281,'Project Customer Details'!$B$6:$Q$1095,16,FALSE), (VLOOKUP($C281,'Project Customer Details'!$B$6:$Q$1095,4,FALSE)*$L281))","v":1.775346349550886E-2},{"$f":"IF((L281-Q281)<M281,CEILING(LN((M281+Q281)/L281)/LN(1+O281),1),0)","v":0},1,{"$f":"MIN(R281,S281,Summary!$D$14)","v":0},{"$f":"J281-(J281/(1+(Summary!$D$13))^(T281))","v":0}]
[null,282,"LNSG T-131","LNSG 138 kV Conversion and T061 increase from 20 to 30MVA","Substation","T","S",2020,3207781.73,3374918.774123847,20.7,20.7,19.600000000000001,{"$f":"IF(OR(G282=\"S\",G282=\"D\"),VLOOKUP(F282,'Component Capacity'!$C$8:$F$12,4,FALSE)*M282,IF(G282=\"W\",VLOOKUP(F282,'Component Capacity'!$C$16:$F$20,4,FALSE),\"OOPS\"))","v":20.000000000000004},2.5000000000000001E-2,"N/A",{"$f":"IF((VLOOKUP($C282,'Project Customer Details'!$B$6:$Q$1095,16,FALSE))<((VLOOKUP($C282,'Project Customer Details'!$B$6:$Q$1095,4,FALSE)*$L282)),VLOOKUP($C282,'Project Customer Details'!$B$6:$Q$1095,16,FALSE), (VLOOKUP($C282,'Project Customer Details'!$B$6:$Q$1095,4,FALSE)*$L282))","v":1.775346349550886E-2},0,0,{"$f":"MIN(R282,S282,Summary!$D$14)","v":0},{"$f":"J282-(J282/(1+(Summary!$D$13))^(T282))","v":0}]
[null,283,"CDAL T-134","HSDL 138-12.5KV STATION","Substation","T","S",2008,1801954,2571303.3039915026,29.648108046550675,30.85,29.4,{"$f":"IF(OR(G283=\"S\",G283=\"D\"),VLOOKUP(F283,'Component Capacity'!$C$8:$F$12,4,FALSE)*M283,IF(G283=\"W\",VLOOKUP(F283,'Component Capacity'!$C$16:$F$20,4,FALSE),\"OOPS\"))","v":30},0.03,0.88200000000000145,{"$f":"IF((VLOOKUP($C283,'Project Customer Details'!$B$6:$Q$1095,16,FALSE))<((VLOOKUP($C283,'Project Customer Details'!$B$6:$Q$1095,4,FALSE)*$L283)),VLOOKUP($C283,'Project Customer Details'!$B$6:$Q$1095,16,FALSE), (VLOOKUP($C283,'Project Customer Details'!$B$6:$Q$1095,4,FALSE)*$L283))","v":6.3297159859151367E-2},0,0,{"$f":"MIN(R283,S283,Summary!$D$14)","v":0},{"$f":"J283-(J283/(1+(Summary!$D$13))^(T283))","v":0}]
[null,284,"CDAL T-134","HSDL-011 NEW FEEDER TO SERVE AREA EAST OF SUBSTATION","Substation","T","S",2008,105000,149830.04389629691,30.058685002693895,29.520203013224688,29.4,{"$f":"IF(OR(G284=\"S\",G284=\"D\"),VLOOKUP(F284,'Component Capacity'!$C$8:$F$12,4,FALSE)*M284,IF(G284=\"W\",VLOOKUP(F284,'Component Capacity'!$C$16:$F$20,4,FALSE),\"OOPS\"))","v":30},0.03,0.88200000000000145,{"$f":"IF((VLOOKUP($C284,'Project Customer Details'!$B$6:$Q$1095,16,FALSE))<((VLOOKUP($C284,'Project Customer Details'!$B$6:$Q$1095,4,FALSE)*$L284)),VLOOKUP($C284,'Project Customer Details'!$B$6:$Q$1095,16,FALSE), (VLOOKUP($C284,'Project Customer Details'!$B$6:$Q$1095,4,FALSE)*$L284))","v":6.3297159859151367E-2},0,1,{"$f":"MIN(R284,S284,Summary!$D$14)","v":0},{"$f":"J284-(J284/(1+(Summary!$D$13))^(T284))","v":0}]
[null,285,"CDAL T-134","HSDL-012 NEW FEEDER TO SERVE AREA WEST OF SUBSTATION","Substation","T","S",2008,210000,299660.08779259381,29.513970755545099,29.469706732329225,29.4,{"$f":"IF(OR(G285=\"S\",G285=\"D\"),VLOOKUP(F285,'Component Capacity'!$C$8:$F$12,4,FALSE)*M285,IF(G285=\"W\",VLOOKUP(F285,'Component Capacity'!$C$16:$F$20,4,FALSE),\"OOPS\"))","v":30},0.03,0.88200000000000145,{"$f":"IF((VLOOKUP($C285,'Project Customer Details'!$B$6:$Q$1095,16,FALSE))<((VLOOKUP($C285,'Project Customer Details'!$B$6:$Q$1095,4,FALSE)*$L285)),VLOOKUP($C285,'Project Customer Details'!$B$6:$Q$1095,16,FALSE), (VLOOKUP($C285,'Project Customer Details'!$B$6:$Q$1095,4,FALSE)*$L285))","v":6.3297159859151367E-2},0,1,{"$f":"MIN(R285,S285,Summary!$D$14)","v":0},{"$f":"J285-(J285/(1+(Summary!$D$13))^(T285))","v":0}]
[null,286,"CDAL T-134","HSDL-014 NEW FEEDER TO SERVE AREA SOUTH OF SUBSTATION","Substation","T","S",2008,300000,428085.83970370539,30.138276841021128,29.749523761026914,29.4,{"$f":"IF(OR(G286=\"S\",G286=\"D\"),VLOOKUP(F286,'Component Capacity'!$C$8:$F$12,4,FALSE)*M286,IF(G286=\"W\",VLOOKUP(F286,'Component Capacity'!$C$16:$F$20,4,FALSE),\"OOPS\"))","v":30},0.03,0.88200000000000145,{"$f":"IF((VLOOKUP($C286,'Project Customer Details'!$B$6:$Q$1095,16,FALSE))<((VLOOKUP($C286,'Project Customer Details'!$B$6:$Q$1095,4,FALSE)*$L286)),VLOOKUP($C286,'Project Customer Details'!$B$6:$Q$1095,16,FALSE), (VLOOKUP($C286,'Project Customer Details'!$B$6:$Q$1095,4,FALSE)*$L286))","v":6.3297159859151367E-2},0,1,{"$f":"MIN(R286,S286,Summary!$D$14)","v":0},{"$f":"J286-(J286/(1+(Summary!$D$13))^(T286))","v":0}]
[null,287,"CDAL T-134","HSDL-013 NEW FEEDER TO SERVE AREA NORTH OF SUBSTATION","Substation","T","S",2009,150000,208675.570285138,29.641992282554426,29.681049230412398,29.4,{"$f":"IF(OR(G287=\"S\",G287=\"D\"),VLOOKUP(F287,'Component Capacity'!$C$8:$F$12,4,FALSE)*M287,IF(G287=\"W\",VLOOKUP(F287,'Component Capacity'!$C$16:$F$20,4,FALSE),\"OOPS\"))","v":30},0.03,0.88200000000000145,{"$f":"IF((VLOOKUP($C287,'Project Customer Details'!$B$6:$Q$1095,16,FALSE))<((VLOOKUP($C287,'Project Customer Details'!$B$6:$Q$1095,4,FALSE)*$L287)),VLOOKUP($C287,'Project Customer Details'!$B$6:$Q$1095,16,FALSE), (VLOOKUP($C287,'Project Customer Details'!$B$6:$Q$1095,4,FALSE)*$L287))","v":6.3297159859151367E-2},0,1,{"$f":"MIN(R287,S287,Summary!$D$14)","v":0},{"$f":"J287-(J287/(1+(Summary!$D$13))^(T287))","v":0}]
[null,288,"HSDL T-131","Add Transformer Capacity","Substation","T","S",2025,1200000,1200000,43.92,43.92,43.9,{"$f":"IF(OR(G288=\"S\",G288=\"D\"),VLOOKUP(F288,'Component Capacity'!$C$8:$F$12,4,FALSE)*M288,IF(G288=\"W\",VLOOKUP(F288,'Component Capacity'!$C$16:$F$20,4,FALSE),\"OOPS\"))","v":44.795918367346935},6.8000000000000005E-2,"N/A",{"$f":"IF((VLOOKUP($C288,'Project Customer Details'!$B$6:$Q$1095,16,FALSE))<((VLOOKUP($C288,'Project Customer Details'!$B$6:$Q$1095,4,FALSE)*$L288)),VLOOKUP($C288,'Project Customer Details'!$B$6:$Q$1095,16,FALSE), (VLOOKUP($C288,'Project Customer Details'!$B$6:$Q$1095,4,FALSE)*$L288))","v":4.0615989953464646E-2},1,1,{"$f":"MIN(R288,S288,Summary!$D$14)","v":1},{"$f":"J288-(J288/(1+(Summary!$D$13))^(T288))","v":52223.816355810734}]
[null,289,"BUBG T-132","BUBG Add 34.5 kV tie breaker","Substation","T","S",2009,150000,208675.570285138,29.840441657340289,29.847944528096239,29.4,{"$f":"IF(OR(G289=\"S\",G289=\"D\"),VLOOKUP(F289,'Component Capacity'!$C$8:$F$12,4,FALSE)*M289,IF(G289=\"W\",VLOOKUP(F289,'Component Capacity'!$C$16:$F$20,4,FALSE),\"OOPS\"))","v":30},0.03,0.88200000000000145,{"$f":"IF((VLOOKUP($C289,'Project Customer Details'!$B$6:$Q$1095,16,FALSE))<((VLOOKUP($C289,'Project Customer Details'!$B$6:$Q$1095,4,FALSE)*$L289)),VLOOKUP($C289,'Project Customer Details'!$B$6:$Q$1095,16,FALSE), (VLOOKUP($C289,'Project Customer Details'!$B$6:$Q$1095,4,FALSE)*$L289))","v":1.8506257310637403E-2},0,1,{"$f":"MIN(R289,S289,Summary!$D$14)","v":0},{"$f":"J289-(J289/(1+(Summary!$D$13))^(T289))","v":0}]
[null,290,"BUBG T-132","BUBG Increase T131 transformer capacity","Substation","T","S",2015,679881.84,812153.73316632968,30.9,30.9,29.4,{"$f":"IF(OR(G290=\"S\",G290=\"D\"),VLOOKUP(F290,'Component Capacity'!$C$8:$F$12,4,FALSE)*M290,IF(G290=\"W\",VLOOKUP(F290,'Component Capacity'!$C$16:$F$20,4,FALSE),\"OOPS\"))","v":30},1.2500000000000001E-2,"N/A",{"$f":"IF((VLOOKUP($C290,'Project Customer Details'!$B$6:$Q$1095,16,FALSE))<((VLOOKUP($C290,'Project Customer Details'!$B$6:$Q$1095,4,FALSE)*$L290)),VLOOKUP($C290,'Project Customer Details'!$B$6:$Q$1095,16,FALSE), (VLOOKUP($C290,'Project Customer Details'!$B$6:$Q$1095,4,FALSE)*$L290))","v":1.8506257310637403E-2},0,0,{"$f":"MIN(R290,S290,Summary!$D$14)","v":0},{"$f":"J290-(J290/(1+(Summary!$D$13))^(T290))","v":0}]
[null,291,"HFWY T-061","HFWY Replace T061 with New 14MVA Transformer New 011A and 012A Reclosers and Yard Expansion","Substation","T","W",2025,1732720,1732720,7.35,7.35,7.34,{"$f":"IF(OR(G291=\"S\",G291=\"D\"),VLOOKUP(F291,'Component Capacity'!$C$8:$F$12,4,FALSE)*M291,IF(G291=\"W\",VLOOKUP(F291,'Component Capacity'!$C$16:$F$20,4,FALSE),\"OOPS\"))","v":1.0909090909090908},1.47E-2,"N/A",{"$f":"IF((VLOOKUP($C291,'Project Customer Details'!$B$6:$Q$1095,16,FALSE))<((VLOOKUP($C291,'Project Customer Details'!$B$6:$Q$1095,4,FALSE)*$L291)),VLOOKUP($C291,'Project Customer Details'!$B$6:$Q$1095,16,FALSE), (VLOOKUP($C291,'Project Customer Details'!$B$6:$Q$1095,4,FALSE)*$L291))","v":0},0,0,{"$f":"MIN(R291,S291,Summary!$D$14)","v":0},{"$f":"J291-(J291/(1+(Summary!$D$13))^(T291))","v":0}]
[null,292,"HYDA T-131","Add T132 138-34.5 kV 44.8 MVA and HYDA-044","Substation","T","S",2009,1830000,2545841.9574786839,44.864329568510371,46.48,43.9,{"$f":"IF(OR(G292=\"S\",G292=\"D\"),VLOOKUP(F292,'Component Capacity'!$C$8:$F$12,4,FALSE)*M292,IF(G292=\"W\",VLOOKUP(F292,'Component Capacity'!$C$16:$F$20,4,FALSE),\"OOPS\"))","v":44.795918367346935},0.03,1.3170000000000002,{"$f":"IF((VLOOKUP($C292,'Project Customer Details'!$B$6:$Q$1095,16,FALSE))<((VLOOKUP($C292,'Project Customer Details'!$B$6:$Q$1095,4,FALSE)*$L292)),VLOOKUP($C292,'Project Customer Details'!$B$6:$Q$1095,16,FALSE), (VLOOKUP($C292,'Project Customer Details'!$B$6:$Q$1095,4,FALSE)*$L292))","v":7.1147321572120432E-3},0,0,{"$f":"MIN(R292,S292,Summary!$D$14)","v":0},{"$f":"J292-(J292/(1+(Summary!$D$13))^(T292))","v":0}]
[null,294,"FALS T-052","Replace 1/4\" CU bus with 600 amp rated bus","Substation","T","S",2009,26767.83,37238.614603637507,8.2200000000000006,8.2200000000000006,7.04,{"$f":"IF(OR(G293=\"S\",G293=\"D\"),VLOOKUP(F293,'Component Capacity'!$C$8:$F$12,4,FALSE)*M293,IF(G293=\"W\",VLOOKUP(F293,'Component Capacity'!$C$16:$F$20,4,FALSE),\"OOPS\"))","v":7.1836734693877551},1.7500000000000002E-2,"N/A",{"$f":"IF((VLOOKUP($C293,'Project Customer Details'!$B$6:$Q$1095,16,FALSE))<((VLOOKUP($C293,'Project Customer Details'!$B$6:$Q$1095,4,FALSE)*$L293)),VLOOKUP($C293,'Project Customer Details'!$B$6:$Q$1095,16,FALSE), (VLOOKUP($C293,'Project Customer Details'!$B$6:$Q$1095,4,FALSE)*$L293))","v":3.0504264205188157E-3},0,0,{"$f":"MIN(R293,S293,Summary!$D$14)","v":0},{"$f":"J293-(J293/(1+(Summary!$D$13))^(T293))","v":0}]
[null,295,"MCAL T-133","MCAL SUBSTATION, REBUILD STATION 138-34.5-12.5 KV OPERATION","Substation","T","W",2009,2010000,2796252.6418208494,10.37249408267038,10.9,10.34,{"$f":"IF(OR(G294=\"S\",G294=\"D\"),VLOOKUP(F294,'Component Capacity'!$C$8:$F$12,4,FALSE)*M294,IF(G294=\"W\",VLOOKUP(F294,'Component Capacity'!$C$16:$F$20,4,FALSE),\"OOPS\"))","v":1.0909090909090908},0.03,0.31020000000000003,{"$f":"IF((VLOOKUP($C294,'Project Customer Details'!$B$6:$Q$1095,16,FALSE))<((VLOOKUP($C294,'Project Customer Details'!$B$6:$Q$1095,4,FALSE)*$L294)),VLOOKUP($C294,'Project Customer Details'!$B$6:$Q$1095,16,FALSE), (VLOOKUP($C294,'Project Customer Details'!$B$6:$Q$1095,4,FALSE)*$L294))","v":0},0,0,{"$f":"MIN(R294,S294,Summary!$D$14)","v":0},{"$f":"J294-(J294/(1+(Summary!$D$13))^(T294))","v":0}]
[null,296,"VALE T-061","HOPE-011 / VALE-014, RBLD 4 MI + XMSN, ADD 1/2 MI, 336 DIS","Substation","T","W",2009,350000,486909.66399865533,11.132792956400245,11.219085687672825,11,{"$f":"IF(OR(G295=\"S\",G295=\"D\"),VLOOKUP(F295,'Component Capacity'!$C$8:$F$12,4,FALSE)*M295,IF(G295=\"W\",VLOOKUP(F295,'Component Capacity'!$C$16:$F$20,4,FALSE),\"OOPS\"))","v":1.0909090909090908},0.03,0.33000000000000007,{"$f":"IF((VLOOKUP($C295,'Project Customer Details'!$B$6:$Q$1095,16,FALSE))<((VLOOKUP($C295,'Project Customer Details'!$B$6:$Q$1095,4,FALSE)*$L295)),VLOOKUP($C295,'Project Customer Details'!$B$6:$Q$1095,16,FALSE), (VLOOKUP($C295,'Project Customer Details'!$B$6:$Q$1095,4,FALSE)*$L295))","v":0},0,0,{"$f":"MIN(R295,S295,Summary!$D$14)","v":0},{"$f":"J295-(J295/(1+(Summary!$D$13))^(T295))","v":0}]
[null,297,"PAET T-131","PAET T131 transformer work","Substation","T","S",2010,26767.83,36304.817484367086,30.959593629895863,31.214625957071089,30.87,{"$f":"IF(OR(G296=\"S\",G296=\"D\"),VLOOKUP(F296,'Component Capacity'!$C$8:$F$12,4,FALSE)*M296,IF(G296=\"W\",VLOOKUP(F296,'Component Capacity'!$C$16:$F$20,4,FALSE),\"OOPS\"))","v":31.5},0.03,0.9261000000000017,{"$f":"IF((VLOOKUP($C296,'Project Customer Details'!$B$6:$Q$1095,16,FALSE))<((VLOOKUP($C296,'Project Customer Details'!$B$6:$Q$1095,4,FALSE)*$L296)),VLOOKUP($C296,'Project Customer Details'!$B$6:$Q$1095,16,FALSE), (VLOOKUP($C296,'Project Customer Details'!$B$6:$Q$1095,4,FALSE)*$L296))","v":0},0,1,{"$f":"MIN(R296,S296,Summary!$D$14)","v":0},{"$f":"J296-(J296/(1+(Summary!$D$13))^(T296))","v":0}]
[null,298,"PAET T-131","Payette Station Capacity Increase","Substation","T","S",2018,1372708.22,1519480.9691006069,31,31,30.87,{"$f":"IF(OR(G297=\"S\",G297=\"D\"),VLOOKUP(F297,'Component Capacity'!$C$8:$F$12,4,FALSE)*M297,IF(G297=\"W\",VLOOKUP(F297,'Component Capacity'!$C$16:$F$20,4,FALSE),\"OOPS\"))","v":31.5},2.5000000000000001E-2,"N/A",{"$f":"IF((VLOOKUP($C297,'Project Customer Details'!$B$6:$Q$1095,16,FALSE))<((VLOOKUP($C297,'Project Customer Details'!$B$6:$Q$1095,4,FALSE)*$L297)),VLOOKUP($C297,'Project Customer Details'!$B$6:$Q$1095,16,FALSE), (VLOOKUP($C297,'Project Customer Details'!$B$6:$Q$1095,4,FALSE)*$L297))","v":0},0,1,{"$f":"MIN(R297,S297,Summary!$D$14)","v":0},{"$f":"J297-(J297/(1+(Summary!$D$13))^(T297))","v":0}]
[null,299,"BOBN T-135","Update BOBN yard local service","Substation","T","S",2022,350000,350000,44.575541626420538,44.832412860038765,43.9,{"$f":"IF(OR(G298=\"S\",G298=\"D\"),VLOOKUP(F298,'Component Capacity'!$C$8:$F$12,4,FALSE)*M298,IF(G298=\"W\",VLOOKUP(F298,'Component Capacity'!$C$16:$F$20,4,FALSE),\"OOPS\"))","v":44.795918367346935},0.03,1.3170000000000002,{"$f":"IF((VLOOKUP($C298,'Project Customer Details'!$B$6:$Q$1095,16,FALSE))<((VLOOKUP($C298,'Project Customer Details'!$B$6:$Q$1095,4,FALSE)*$L298)),VLOOKUP($C298,'Project Customer Details'!$B$6:$Q$1095,16,FALSE), (VLOOKUP($C298,'Project Customer Details'!$B$6:$Q$1095,4,FALSE)*$L298))","v":3.0091796834901489E-2},0,0,{"$f":"MIN(R298,S298,Summary!$D$14)","v":0},{"$f":"J298-(J298/(1+(Summary!$D$13))^(T298))","v":0}]
[null,300,"NHBT T-131","Increase capacity of T342 to 700 mva, move 500MVA to storage position as a spare (Option 1)","Substation","T","S",2012,6260000,8069876.9036588818,497.92790429959086,532,490,{"$f":"IF(OR(G299=\"S\",G299=\"D\"),VLOOKUP(F299,'Component Capacity'!$C$8:$F$12,4,FALSE)*M299,IF(G299=\"W\",VLOOKUP(F299,'Component Capacity'!$C$16:$F$20,4,FALSE),\"OOPS\"))","v":500},0.03,14.699999999999989,{"$f":"IF((VLOOKUP($C299,'Project Customer Details'!$B$6:$Q$1095,16,FALSE))<((VLOOKUP($C299,'Project Customer Details'!$B$6:$Q$1095,4,FALSE)*$L299)),VLOOKUP($C299,'Project Customer Details'!$B$6:$Q$1095,16,FALSE), (VLOOKUP($C299,'Project Customer Details'!$B$6:$Q$1095,4,FALSE)*$L299))","v":1.6112727184933418E-3},0,0,{"$f":"MIN(R299,S299,Summary!$D$14)","v":0},{"$f":"J299-(J299/(1+(Summary!$D$13))^(T299))","v":0}]
[null,301,"JNCN T-131","JNCN-041 Install pole top at Hwy 24 and 700E and upgrade line","Substation","T","S",2011,183927.4,243202.6295572716,28.087541656066108,27.668333034064155,27.44,{"$f":"IF(OR(G300=\"S\",G300=\"D\"),VLOOKUP(F300,'Component Capacity'!$C$8:$F$12,4,FALSE)*M300,IF(G300=\"W\",VLOOKUP(F300,'Component Capacity'!$C$16:$F$20,4,FALSE),\"OOPS\"))","v":28.000000000000004},0.03,0.82319999999999993,{"$f":"IF((VLOOKUP($C300,'Project Customer Details'!$B$6:$Q$1095,16,FALSE))<((VLOOKUP($C300,'Project Customer Details'!$B$6:$Q$1095,4,FALSE)*$L300)),VLOOKUP($C300,'Project Customer Details'!$B$6:$Q$1095,16,FALSE), (VLOOKUP($C300,'Project Customer Details'!$B$6:$Q$1095,4,FALSE)*$L300))","v":0},0,1,{"$f":"MIN(R300,S300,Summary!$D$14)","v":0},{"$f":"J300-(J300/(1+(Summary!$D$13))^(T300))","v":0}]
[null,302,"ETGT T-131","KBLY - Increase KBLY-13 to a 15MW feeder to relieve ETGT T-131","Substation","T","S",2017,154589.92000000001,175520.34379541758,29.95,29.95,29.4,{"$f":"IF(OR(G301=\"S\",G301=\"D\"),VLOOKUP(F301,'Component Capacity'!$C$8:$F$12,4,FALSE)*M301,IF(G301=\"W\",VLOOKUP(F301,'Component Capacity'!$C$16:$F$20,4,FALSE),\"OOPS\"))","v":30},2.4E-2,"N/A",{"$f":"IF((VLOOKUP($C301,'Project Customer Details'!$B$6:$Q$1095,16,FALSE))<((VLOOKUP($C301,'Project Customer Details'!$B$6:$Q$1095,4,FALSE)*$L301)),VLOOKUP($C301,'Project Customer Details'!$B$6:$Q$1095,16,FALSE), (VLOOKUP($C301,'Project Customer Details'!$B$6:$Q$1095,4,FALSE)*$L301))","v":7.1493470998776329E-2},0,1,{"$f":"MIN(R301,S301,Summary!$D$14)","v":0},{"$f":"J301-(J301/(1+(Summary!$D$13))^(T301))","v":0}]
[null,303,"JNCN T-132","DUFN-044 Trunk Reconductor","Substation","T","S",2018,167829.42,185774.08223372683,27.8,27.8,27.44,{"$f":"IF(OR(G302=\"S\",G302=\"D\"),VLOOKUP(F302,'Component Capacity'!$C$8:$F$12,4,FALSE)*M302,IF(G302=\"W\",VLOOKUP(F302,'Component Capacity'!$C$16:$F$20,4,FALSE),\"OOPS\"))","v":28.000000000000004},0.01,"N/A",{"$f":"IF((VLOOKUP($C302,'Project Customer Details'!$B$6:$Q$1095,16,FALSE))<((VLOOKUP($C302,'Project Customer Details'!$B$6:$Q$1095,4,FALSE)*$L302)),VLOOKUP($C302,'Project Customer Details'!$B$6:$Q$1095,16,FALSE), (VLOOKUP($C302,'Project Customer Details'!$B$6:$Q$1095,4,FALSE)*$L302))","v":1.6749416850344694E-3},0,1,{"$f":"MIN(R302,S302,Summary!$D$14)","v":0},{"$f":"J302-(J302/(1+(Summary!$D$13))^(T302))","v":0}]
[null,304,"THCK T-061","Increase T061 and R011 capacity","Substation","T","S",2011,41803.18,55275.305907961214,0.26197835604958641,0.26778690707902864,0.26,{"$f":"IF(OR(G303=\"S\",G303=\"D\"),VLOOKUP(F303,'Component Capacity'!$C$8:$F$12,4,FALSE)*M303,IF(G303=\"W\",VLOOKUP(F303,'Component Capacity'!$C$16:$F$20,4,FALSE),\"OOPS\"))","v":0.26530612244897961},0.03,7.8000000000000291E-3,{"$f":"IF((VLOOKUP($C303,'Project Customer Details'!$B$6:$Q$1095,16,FALSE))<((VLOOKUP($C303,'Project Customer Details'!$B$6:$Q$1095,4,FALSE)*$L303)),VLOOKUP($C303,'Project Customer Details'!$B$6:$Q$1095,16,FALSE), (VLOOKUP($C303,'Project Customer Details'!$B$6:$Q$1095,4,FALSE)*$L303))","v":1.1433980636689129E-3},0,0,{"$f":"MIN(R303,S303,Summary!$D$14)","v":0},{"$f":"J303-(J303/(1+(Summary!$D$13))^(T303))","v":0}]
[null,305,"JNVY T-061","Metering for 031A","Substation","T","S",2012,45397.66,58522.927781814491,33.142427104621355,33.615204015626972,33,{"$f":"IF(OR(G304=\"S\",G304=\"D\"),VLOOKUP(F304,'Component Capacity'!$C$8:$F$12,4,FALSE)*M304,IF(G304=\"W\",VLOOKUP(F304,'Component Capacity'!$C$16:$F$20,4,FALSE),\"OOPS\"))","v":33.673469387755105},0.03,0.99000000000000199,{"$f":"IF((VLOOKUP($C304,'Project Customer Details'!$B$6:$Q$1095,16,FALSE))<((VLOOKUP($C304,'Project Customer Details'!$B$6:$Q$1095,4,FALSE)*$L304)),VLOOKUP($C304,'Project Customer Details'!$B$6:$Q$1095,16,FALSE), (VLOOKUP($C304,'Project Customer Details'!$B$6:$Q$1095,4,FALSE)*$L304))","v":1.4831705550428648E-2},0,1,{"$f":"MIN(R304,S304,Summary!$D$14)","v":0},{"$f":"J304-(J304/(1+(Summary!$D$13))^(T304))","v":0}]
[null,306,"MCAL T-133","LKFK-042,PADDY FLAT AND FARM TO MARKET UPGRADE","Substation","T","W",2008,912343.24,1301870.7399779975,30.9,30.9,29.4,{"$f":"IF(OR(G305=\"S\",G305=\"D\"),VLOOKUP(F305,'Component Capacity'!$C$8:$F$12,4,FALSE)*M305,IF(G305=\"W\",VLOOKUP(F305,'Component Capacity'!$C$16:$F$20,4,FALSE),\"OOPS\"))","v":1.0909090909090908},1.7500000000000002E-2,"N/A",{"$f":"IF((VLOOKUP($C305,'Project Customer Details'!$B$6:$Q$1095,16,FALSE))<((VLOOKUP($C305,'Project Customer Details'!$B$6:$Q$1095,4,FALSE)*$L305)),VLOOKUP($C305,'Project Customer Details'!$B$6:$Q$1095,16,FALSE), (VLOOKUP($C305,'Project Customer Details'!$B$6:$Q$1095,4,FALSE)*$L305))","v":0},0,0,{"$f":"MIN(R305,S305,Summary!$D$14)","v":0},{"$f":"J305-(J305/(1+(Summary!$D$13))^(T305))","v":0}]
[null,307,"JNVY T-061","Add feeder tie between JNVY31 and 12","Substation","T","S",2015,109120.98,130350.60809061822,2.2999999999999998,2.2999999999999998,2,{"$f":"IF(OR(G306=\"S\",G306=\"D\"),VLOOKUP(F306,'Component Capacity'!$C$8:$F$12,4,FALSE)*M306,IF(G306=\"W\",VLOOKUP(F306,'Component Capacity'!$C$16:$F$20,4,FALSE),\"OOPS\"))","v":2.0408163265306123},4.4999999999999998E-2,"N/A",{"$f":"IF((VLOOKUP($C306,'Project Customer Details'!$B$6:$Q$1095,16,FALSE))<((VLOOKUP($C306,'Project Customer Details'!$B$6:$Q$1095,4,FALSE)*$L306)),VLOOKUP($C306,'Project Customer Details'!$B$6:$Q$1095,16,FALSE), (VLOOKUP($C306,'Project Customer Details'!$B$6:$Q$1095,4,FALSE)*$L306))","v":1.4831705550428648E-2},0,0,{"$f":"MIN(R306,S306,Summary!$D$14)","v":0},{"$f":"J306-(J306/(1+(Summary!$D$13))^(T306))","v":0}]
[null,308,"WYEE T-133","Replace CO9 Relays with CO9 Relays","Substation","T","S",2011,20000,26445.502905741247,29.893529189389074,30.203472499963457,29.4,{"$f":"IF(OR(G307=\"S\",G307=\"D\"),VLOOKUP(F307,'Component Capacity'!$C$8:$F$12,4,FALSE)*M307,IF(G307=\"W\",VLOOKUP(F307,'Component Capacity'!$C$16:$F$20,4,FALSE),\"OOPS\"))","v":30},0.03,0.88200000000000145,{"$f":"IF((VLOOKUP($C307,'Project Customer Details'!$B$6:$Q$1095,16,FALSE))<((VLOOKUP($C307,'Project Customer Details'!$B$6:$Q$1095,4,FALSE)*$L307)),VLOOKUP($C307,'Project Customer Details'!$B$6:$Q$1095,16,FALSE), (VLOOKUP($C307,'Project Customer Details'!$B$6:$Q$1095,4,FALSE)*$L307))","v":3.4293501352112149E-2},0,0,{"$f":"MIN(R307,S307,Summary!$D$14)","v":0},{"$f":"J307-(J307/(1+(Summary!$D$13))^(T307))","v":0}]
[null,309,"OIDA T-061","Install circuit switcher for T061 protection","Substation","T","S",2011,131827.76999999999,174312.58372961942,27.81558574054899,27.51699639073982,27.44,{"$f":"IF(OR(G308=\"S\",G308=\"D\"),VLOOKUP(F308,'Component Capacity'!$C$8:$F$12,4,FALSE)*M308,IF(G308=\"W\",VLOOKUP(F308,'Component Capacity'!$C$16:$F$20,4,FALSE),\"OOPS\"))","v":28.000000000000004},0.03,0.82319999999999993,{"$f":"IF((VLOOKUP($C308,'Project Customer Details'!$B$6:$Q$1095,16,FALSE))<((VLOOKUP($C308,'Project Customer Details'!$B$6:$Q$1095,4,FALSE)*$L308)),VLOOKUP($C308,'Project Customer Details'!$B$6:$Q$1095,16,FALSE), (VLOOKUP($C308,'Project Customer Details'!$B$6:$Q$1095,4,FALSE)*$L308))","v":3.8145985552000454E-3},0,1,{"$f":"MIN(R308,S308,Summary!$D$14)","v":0},{"$f":"J308-(J308/(1+(Summary!$D$13))^(T308))","v":0}]
[null,310,"FATP T-052","Increase T052 to 10.5 MVA","Substation","T","S",2013,69473.990000000005,87314.3370772895,5,5,4.9000000000000004,{"$f":"IF(OR(G309=\"S\",G309=\"D\"),VLOOKUP(F309,'Component Capacity'!$C$8:$F$12,4,FALSE)*M309,IF(G309=\"W\",VLOOKUP(F309,'Component Capacity'!$C$16:$F$20,4,FALSE),\"OOPS\"))","v":5.0000000000000009},0.01,"N/A",{"$f":"IF((VLOOKUP($C309,'Project Customer Details'!$B$6:$Q$1095,16,FALSE))<((VLOOKUP($C309,'Project Customer Details'!$B$6:$Q$1095,4,FALSE)*$L309)),VLOOKUP($C309,'Project Customer Details'!$B$6:$Q$1095,16,FALSE), (VLOOKUP($C309,'Project Customer Details'!$B$6:$Q$1095,4,FALSE)*$L309))","v":0},0,0,{"$f":"MIN(R309,S309,Summary!$D$14)","v":0},{"$f":"J309-(J309/(1+(Summary!$D$13))^(T309))","v":0}]
[null,311,"LNDN T-132","VLVU-014 New Feeder to offload LNDN-013","Substation","T","S",2023,100000,100000,26.28,26.28,25.48,{"$f":"IF(OR(G310=\"S\",G310=\"D\"),VLOOKUP(F310,'Component Capacity'!$C$8:$F$12,4,FALSE)*M310,IF(G310=\"W\",VLOOKUP(F310,'Component Capacity'!$C$16:$F$20,4,FALSE),\"OOPS\"))","v":26},8.1699999999999995E-2,"N/A",{"$f":"IF((VLOOKUP($C310,'Project Customer Details'!$B$6:$Q$1095,16,FALSE))<((VLOOKUP($C310,'Project Customer Details'!$B$6:$Q$1095,4,FALSE)*$L310)),VLOOKUP($C310,'Project Customer Details'!$B$6:$Q$1095,16,FALSE), (VLOOKUP($C310,'Project Customer Details'!$B$6:$Q$1095,4,FALSE)*$L310))","v":3.5820713849520458E-2},0,0,{"$f":"MIN(R310,S310,Summary!$D$14)","v":0},{"$f":"J310-(J310/(1+(Summary!$D$13))^(T310))","v":0}]
[null,312,"VLVU T-131","VLVU T132, metalclad, VLVU-015, VLVU-016 project","Substation","T","S",2025,3800000,3800000,43.26,43.26,29.4,{"$f":"IF(OR(G311=\"S\",G311=\"D\"),VLOOKUP(F311,'Component Capacity'!$C$8:$F$12,4,FALSE)*M311,IF(G311=\"W\",VLOOKUP(F311,'Component Capacity'!$C$16:$F$20,4,FALSE),\"OOPS\"))","v":30},4.5199999999999997E-2,"N/A",{"$f":"IF((VLOOKUP($C311,'Project Customer Details'!$B$6:$Q$1095,16,FALSE))<((VLOOKUP($C311,'Project Customer Details'!$B$6:$Q$1095,4,FALSE)*$L311)),VLOOKUP($C311,'Project Customer Details'!$B$6:$Q$1095,16,FALSE), (VLOOKUP($C311,'Project Customer Details'!$B$6:$Q$1095,4,FALSE)*$L311))","v":2.6656788268432999E-2},0,0,{"$f":"MIN(R311,S311,Summary!$D$14)","v":0},{"$f":"J311-(J311/(1+(Summary!$D$13))^(T311))","v":0}]
[null,313,"PAUL T-131","PAUL Replace T131 with 44.8 MVA 138-34.5 kV transformer","Substation","T","S",2016,1031143.97,1200866.8397831442,30.8,30.8,29.4,{"$f":"IF(OR(G312=\"S\",G312=\"D\"),VLOOKUP(F312,'Component Capacity'!$C$8:$F$12,4,FALSE)*M312,IF(G312=\"W\",VLOOKUP(F312,'Component Capacity'!$C$16:$F$20,4,FALSE),\"OOPS\"))","v":30},1.4999999999999999E-2,"N/A",{"$f":"IF((VLOOKUP($C312,'Project Customer Details'!$B$6:$Q$1095,16,FALSE))<((VLOOKUP($C312,'Project Customer Details'!$B$6:$Q$1095,4,FALSE)*$L312)),VLOOKUP($C312,'Project Customer Details'!$B$6:$Q$1095,16,FALSE), (VLOOKUP($C312,'Project Customer Details'!$B$6:$Q$1095,4,FALSE)*$L312))","v":1.0300127303875008E-2},0,0,{"$f":"MIN(R312,S312,Summary!$D$14)","v":0},{"$f":"J312-(J312/(1+(Summary!$D$13))^(T312))","v":0}]
[null,314,"NWPM T-061","Relieve NWPM T061 load shift from NWPM11 to CARO12","Substation","T","W",2015,225633.43,269530.706249815,13.9,13.9,13.75,{"$f":"IF(OR(G313=\"S\",G313=\"D\"),VLOOKUP(F313,'Component Capacity'!$C$8:$F$12,4,FALSE)*M313,IF(G313=\"W\",VLOOKUP(F313,'Component Capacity'!$C$16:$F$20,4,FALSE),\"OOPS\"))","v":1.0909090909090908},2.5000000000000001E-2,"N/A",{"$f":"IF((VLOOKUP($C313,'Project Customer Details'!$B$6:$Q$1095,16,FALSE))<((VLOOKUP($C313,'Project Customer Details'!$B$6:$Q$1095,4,FALSE)*$L313)),VLOOKUP($C313,'Project Customer Details'!$B$6:$Q$1095,16,FALSE), (VLOOKUP($C313,'Project Customer Details'!$B$6:$Q$1095,4,FALSE)*$L313))","v":0},{"$f":"IF((L313-Q313)<M313,CEILING(LN((M313+Q313)/L313)/LN(1+O313),1),0)","v":0},0,{"$f":"MIN(R313,S313,Summary!$D$14)","v":0},{"$f":"J313-(J313/(1+(Summary!$D$13))^(T313))","v":0}]
[null,315,"CWVY T-061","CWVY Capacity Upgrades","Substation","T","S",2016,829017,965470.44242183061,2.2000000000000002,2.2000000000000002,1.96,{"$f":"IF(OR(G314=\"S\",G314=\"D\"),VLOOKUP(F314,'Component Capacity'!$C$8:$F$12,4,FALSE)*M314,IF(G314=\"W\",VLOOKUP(F314,'Component Capacity'!$C$16:$F$20,4,FALSE),\"OOPS\"))","v":2},5.0000000000000001E-3,"N/A",{"$f":"IF((VLOOKUP($C314,'Project Customer Details'!$B$6:$Q$1095,16,FALSE))<((VLOOKUP($C314,'Project Customer Details'!$B$6:$Q$1095,4,FALSE)*$L314)),VLOOKUP($C314,'Project Customer Details'!$B$6:$Q$1095,16,FALSE), (VLOOKUP($C314,'Project Customer Details'!$B$6:$Q$1095,4,FALSE)*$L314))","v":1.2180821247561712E-2},0,0,{"$f":"MIN(R314,S314,Summary!$D$14)","v":0},{"$f":"J314-(J314/(1+(Summary!$D$13))^(T314))","v":0}]
[null,316,"SIPN T-132","SIPN-044 to ALMA-018 Feeder Transfer to Off-load SIPN T-132","Substation","T","S",2017,204179.37,231823.86806547132,29.9,29.9,29.4,{"$f":"IF(OR(G315=\"S\",G315=\"D\"),VLOOKUP(F315,'Component Capacity'!$C$8:$F$12,4,FALSE)*M315,IF(G315=\"W\",VLOOKUP(F315,'Component Capacity'!$C$16:$F$20,4,FALSE),\"OOPS\"))","v":30},3.2000000000000001E-2,"N/A",{"$f":"IF((VLOOKUP($C315,'Project Customer Details'!$B$6:$Q$1095,16,FALSE))<((VLOOKUP($C315,'Project Customer Details'!$B$6:$Q$1095,4,FALSE)*$L315)),VLOOKUP($C315,'Project Customer Details'!$B$6:$Q$1095,16,FALSE), (VLOOKUP($C315,'Project Customer Details'!$B$6:$Q$1095,4,FALSE)*$L315))","v":9.8011568780845937E-2},0,1,{"$f":"MIN(R315,S315,Summary!$D$14)","v":0},{"$f":"J315-(J315/(1+(Summary!$D$13))^(T315))","v":0}]
[null,317,"SIPN T-131","SIPN Increase T-131 to 44 MVA (Chubbuck East #2)","Substation","T","S",2020,1342119.68,1412048.9753999221,24.9,24.9,24.5,{"$f":"IF(OR(G316=\"S\",G316=\"D\"),VLOOKUP(F316,'Component Capacity'!$C$8:$F$12,4,FALSE)*M316,IF(G316=\"W\",VLOOKUP(F316,'Component Capacity'!$C$16:$F$20,4,FALSE),\"OOPS\"))","v":25},1.95E-2,"N/A",{"$f":"IF((VLOOKUP($C316,'Project Customer Details'!$B$6:$Q$1095,16,FALSE))<((VLOOKUP($C316,'Project Customer Details'!$B$6:$Q$1095,4,FALSE)*$L316)),VLOOKUP($C316,'Project Customer Details'!$B$6:$Q$1095,16,FALSE), (VLOOKUP($C316,'Project Customer Details'!$B$6:$Q$1095,4,FALSE)*$L316))","v":0},0,1,{"$f":"MIN(R316,S316,Summary!$D$14)","v":0},{"$f":"J316-(J316/(1+(Summary!$D$13))^(T316))","v":0}]
[null,318,"BUGU T-131","BUGU add second transformer","Substation","T","S",2017,1350823.98,1533716.3598809952,27.4,27.5,27.4,{"$f":"IF(OR(G317=\"S\",G317=\"D\"),VLOOKUP(F317,'Component Capacity'!$C$8:$F$12,4,FALSE)*M317,IF(G317=\"W\",VLOOKUP(F317,'Component Capacity'!$C$16:$F$20,4,FALSE),\"OOPS\"))","v":27.959183673469386},1.6E-2,"N/A",{"$f":"IF((VLOOKUP($C317,'Project Customer Details'!$B$6:$Q$1095,16,FALSE))<((VLOOKUP($C317,'Project Customer Details'!$B$6:$Q$1095,4,FALSE)*$L317)),VLOOKUP($C317,'Project Customer Details'!$B$6:$Q$1095,16,FALSE), (VLOOKUP($C317,'Project Customer Details'!$B$6:$Q$1095,4,FALSE)*$L317))","v":4.1585016781954852E-3},0,2,{"$f":"MIN(R317,S317,Summary!$D$14)","v":0},{"$f":"J317-(J317/(1+(Summary!$D$13))^(T317))","v":0}]
[null,319,"CACK T-132","CACK Increase (replace) transformer T132 to 44.8-MVa, replace the T920 138-kV line relays AND the BE1-81 UFLS relay","Substation","T","S",2017,1487110.82,1688455.5111244339,28.16,28.16,27.4,{"$f":"IF(OR(G318=\"S\",G318=\"D\"),VLOOKUP(F318,'Component Capacity'!$C$8:$F$12,4,FALSE)*M318,IF(G318=\"W\",VLOOKUP(F318,'Component Capacity'!$C$16:$F$20,4,FALSE),\"OOPS\"))","v":27.959183673469386},4.8000000000000001E-2,"N/A",{"$f":"IF((VLOOKUP($C318,'Project Customer Details'!$B$6:$Q$1095,16,FALSE))<((VLOOKUP($C318,'Project Customer Details'!$B$6:$Q$1095,4,FALSE)*$L318)),VLOOKUP($C318,'Project Customer Details'!$B$6:$Q$1095,16,FALSE), (VLOOKUP($C318,'Project Customer Details'!$B$6:$Q$1095,4,FALSE)*$L318))","v":0},0,0,{"$f":"MIN(R318,S318,Summary!$D$14)","v":0},{"$f":"J318-(J318/(1+(Summary!$D$13))^(T318))","v":0}]
[null,320,"BMSU T-131","Increase BMSU T131 capacity","Substation","T","S",2018,230331.34,254958.83438174601,7,7,6.89,{"$f":"IF(OR(G319=\"S\",G319=\"D\"),VLOOKUP(F319,'Component Capacity'!$C$8:$F$12,4,FALSE)*M319,IF(G319=\"W\",VLOOKUP(F319,'Component Capacity'!$C$16:$F$20,4,FALSE),\"OOPS\"))","v":7.0306122448979593},0.01,"N/A",{"$f":"IF((VLOOKUP($C319,'Project Customer Details'!$B$6:$Q$1095,16,FALSE))<((VLOOKUP($C319,'Project Customer Details'!$B$6:$Q$1095,4,FALSE)*$L319)),VLOOKUP($C319,'Project Customer Details'!$B$6:$Q$1095,16,FALSE), (VLOOKUP($C319,'Project Customer Details'!$B$6:$Q$1095,4,FALSE)*$L319))","v":1.6141320458886006E-2},0,1,{"$f":"MIN(R319,S319,Summary!$D$14)","v":0},{"$f":"J319-(J319/(1+(Summary!$D$13))^(T319))","v":0}]
[null,321,"CADA T-131","New CADAT132, metalclad, CADA015 and CADA016","Substation","T","S",2025,3700000,3700000,46.29,46.29,43.9,{"$f":"IF(OR(G320=\"S\",G320=\"D\"),VLOOKUP(F320,'Component Capacity'!$C$8:$F$12,4,FALSE)*M320,IF(G320=\"W\",VLOOKUP(F320,'Component Capacity'!$C$16:$F$20,4,FALSE),\"OOPS\"))","v":44.795918367346935},0.1027,"N/A",{"$f":"IF((VLOOKUP($C320,'Project Customer Details'!$B$6:$Q$1095,16,FALSE))<((VLOOKUP($C320,'Project Customer Details'!$B$6:$Q$1095,4,FALSE)*$L320)),VLOOKUP($C320,'Project Customer Details'!$B$6:$Q$1095,16,FALSE), (VLOOKUP($C320,'Project Customer Details'!$B$6:$Q$1095,4,FALSE)*$L320))","v":3.9341241664370946E-2},0,0,{"$f":"MIN(R320,S320,Summary!$D$14)","v":0},{"$f":"J320-(J320/(1+(Summary!$D$13))^(T320))","v":0}]
[null,322,"BYRL T-061","BYRL Add a second 20 MVA transformer and add a 12.5kV cap bank","Substation","T","S",2018,1654101.17,1830961.0244645055,19.721274155990137,19.621917094075037,19.600000000000001,{"$f":"IF(OR(G321=\"S\",G321=\"D\"),VLOOKUP(F321,'Component Capacity'!$C$8:$F$12,4,FALSE)*M321,IF(G321=\"W\",VLOOKUP(F321,'Component Capacity'!$C$16:$F$20,4,FALSE),\"OOPS\"))","v":20.000000000000004},0.03,0.58800000000000097,{"$f":"IF((VLOOKUP($C321,'Project Customer Details'!$B$6:$Q$1095,16,FALSE))<((VLOOKUP($C321,'Project Customer Details'!$B$6:$Q$1095,4,FALSE)*$L321)),VLOOKUP($C321,'Project Customer Details'!$B$6:$Q$1095,16,FALSE), (VLOOKUP($C321,'Project Customer Details'!$B$6:$Q$1095,4,FALSE)*$L321))","v":8.8947157551720764E-4},0,1,{"$f":"MIN(R321,S321,Summary!$D$14)","v":0},{"$f":"J321-(J321/(1+(Summary!$D$13))^(T321))","v":0}]
[null,323,"KUNA T-131","KUNA - Replace T-131 with a 44.8 MVA unit","Substation","T","S",2018,948828.36,1050279.0141104709,28.1,28.1,27.4,{"$f":"IF(OR(G322=\"S\",G322=\"D\"),VLOOKUP(F322,'Component Capacity'!$C$8:$F$12,4,FALSE)*M322,IF(G322=\"W\",VLOOKUP(F322,'Component Capacity'!$C$16:$F$20,4,FALSE),\"OOPS\"))","v":27.959183673469386},0.04,"N/A",{"$f":"IF((VLOOKUP($C322,'Project Customer Details'!$B$6:$Q$1095,16,FALSE))<((VLOOKUP($C322,'Project Customer Details'!$B$6:$Q$1095,4,FALSE)*$L322)),VLOOKUP($C322,'Project Customer Details'!$B$6:$Q$1095,16,FALSE), (VLOOKUP($C322,'Project Customer Details'!$B$6:$Q$1095,4,FALSE)*$L322))","v":2.0450270015408899E-2},0,0,{"$f":"MIN(R322,S322,Summary!$D$14)","v":0},{"$f":"J322-(J322/(1+(Summary!$D$13))^(T322))","v":0}]
[null,324,"SIPN41","ELDR New distribution station in central Pocatello","Substation","T","S",2019,6286739.2699999996,6784427.7569323983,9.1199999999999992,9.1199999999999992,7.35,{"$f":"IF(OR(G323=\"S\",G323=\"D\"),VLOOKUP(F323,'Component Capacity'!$C$8:$F$12,4,FALSE)*M323,IF(G323=\"W\",VLOOKUP(F323,'Component Capacity'!$C$16:$F$20,4,FALSE),\"OOPS\"))","v":7.5},0.02,"N/A",{"$f":"IF((VLOOKUP($C323,'Project Customer Details'!$B$6:$Q$1095,16,FALSE))<((VLOOKUP($C323,'Project Customer Details'!$B$6:$Q$1095,4,FALSE)*$L323)),VLOOKUP($C323,'Project Customer Details'!$B$6:$Q$1095,16,FALSE), (VLOOKUP($C323,'Project Customer Details'!$B$6:$Q$1095,4,FALSE)*$L323))","v":2.5023012857317884E-2},0,0,{"$f":"MIN(R323,S323,Summary!$D$14)","v":0},{"$f":"J323-(J323/(1+(Summary!$D$13))^(T323))","v":0}]
[null,325,"LNDN T-132","Install newsubstation to feed Sky Ranch commercial development loads","Substation","T","S",2019,6480464.3300000001,6993489.023485831,31.9,31.9,27.4,{"$f":"IF(OR(G324=\"S\",G324=\"D\"),VLOOKUP(F324,'Component Capacity'!$C$8:$F$12,4,FALSE)*M324,IF(G324=\"W\",VLOOKUP(F324,'Component Capacity'!$C$16:$F$20,4,FALSE),\"OOPS\"))","v":27.959183673469386},0.05,"N/A",{"$f":"IF((VLOOKUP($C324,'Project Customer Details'!$B$6:$Q$1095,16,FALSE))<((VLOOKUP($C324,'Project Customer Details'!$B$6:$Q$1095,4,FALSE)*$L324)),VLOOKUP($C324,'Project Customer Details'!$B$6:$Q$1095,16,FALSE), (VLOOKUP($C324,'Project Customer Details'!$B$6:$Q$1095,4,FALSE)*$L324))","v":3.5820713849520458E-2},0,0,{"$f":"MIN(R324,S324,Summary!$D$14)","v":0},{"$f":"J324-(J324/(1+(Summary!$D$13))^(T324))","v":0}]
[null,326,"LNDN T-132","New SKWY13 feeder","Substation","T","S",2023,252000,252000,28.38,28.38,27.4,{"$f":"IF(OR(G325=\"S\",G325=\"D\"),VLOOKUP(F325,'Component Capacity'!$C$8:$F$12,4,FALSE)*M325,IF(G325=\"W\",VLOOKUP(F325,'Component Capacity'!$C$16:$F$20,4,FALSE),\"OOPS\"))","v":27.959183673469386},8.1699999999999995E-2,"N/A",{"$f":"IF((VLOOKUP($C325,'Project Customer Details'!$B$6:$Q$1095,16,FALSE))<((VLOOKUP($C325,'Project Customer Details'!$B$6:$Q$1095,4,FALSE)*$L325)),VLOOKUP($C325,'Project Customer Details'!$B$6:$Q$1095,16,FALSE), (VLOOKUP($C325,'Project Customer Details'!$B$6:$Q$1095,4,FALSE)*$L325))","v":3.5820713849520458E-2},0,0,{"$f":"MIN(R325,S325,Summary!$D$14)","v":0},{"$f":"J325-(J325/(1+(Summary!$D$13))^(T325))","v":0}]
[null,327,"EAGL T-132","Build 138-13 kV substation","Substation","T","S",2020,4221417.72,4441368.8697725339,79.98,79.98,78,{"$f":"IF(OR(G326=\"S\",G326=\"D\"),VLOOKUP(F326,'Component Capacity'!$C$8:$F$12,4,FALSE)*M326,IF(G326=\"W\",VLOOKUP(F326,'Component Capacity'!$C$16:$F$20,4,FALSE),\"OOPS\"))","v":79.591836734693885},0.04,"N/A",{"$f":"IF((VLOOKUP($C326,'Project Customer Details'!$B$6:$Q$1095,16,FALSE))<((VLOOKUP($C326,'Project Customer Details'!$B$6:$Q$1095,4,FALSE)*$L326)),VLOOKUP($C326,'Project Customer Details'!$B$6:$Q$1095,16,FALSE), (VLOOKUP($C326,'Project Customer Details'!$B$6:$Q$1095,4,FALSE)*$L326))","v":0},0,{"$f":"IF(L326<N326,CEILING(LN((N326)/L326)/LN(1+O326),1),0)","v":0},{"$f":"MIN(R326,S326,Summary!$D$14)","v":0},{"$f":"J326-(J326/(1+(Summary!$D$13))^(T326))","v":0}]
[null,328,"STRD T-131","Add transformer capacity at STRD","Substation","T","S",2023,1265986,1265986,28.61,28.61,27.44,{"$f":"IF(OR(G327=\"S\",G327=\"D\"),VLOOKUP(F327,'Component Capacity'!$C$8:$F$12,4,FALSE)*M327,IF(G327=\"W\",VLOOKUP(F327,'Component Capacity'!$C$16:$F$20,4,FALSE),\"OOPS\"))","v":28.000000000000004},2.35E-2,"N/A",{"$f":"IF((VLOOKUP($C327,'Project Customer Details'!$B$6:$Q$1095,16,FALSE))<((VLOOKUP($C327,'Project Customer Details'!$B$6:$Q$1095,4,FALSE)*$L327)),VLOOKUP($C327,'Project Customer Details'!$B$6:$Q$1095,16,FALSE), (VLOOKUP($C327,'Project Customer Details'!$B$6:$Q$1095,4,FALSE)*$L327))","v":9.4806770523368805E-2},0,0,{"$f":"MIN(R327,S327,Summary!$D$14)","v":0},{"$f":"J327-(J327/(1+(Summary!$D$13))^(T327))","v":0}]
[null,329,"PRMA T-062","PRMA T-062  Transformer Capacity Increase","Substation","T","S",2021,1446053,1483246.9654095161,21.99,21.99,21.95,{"$f":"IF(OR(G328=\"S\",G328=\"D\"),VLOOKUP(F328,'Component Capacity'!$C$8:$F$12,4,FALSE)*M328,IF(G328=\"W\",VLOOKUP(F328,'Component Capacity'!$C$16:$F$20,4,FALSE),\"OOPS\"))","v":22.397959183673468},1.15E-2,"N/A",{"$f":"IF((VLOOKUP($C328,'Project Customer Details'!$B$6:$Q$1095,16,FALSE))<((VLOOKUP($C328,'Project Customer Details'!$B$6:$Q$1095,4,FALSE)*$L328)),VLOOKUP($C328,'Project Customer Details'!$B$6:$Q$1095,16,FALSE), (VLOOKUP($C328,'Project Customer Details'!$B$6:$Q$1095,4,FALSE)*$L328))","v":0.19205003470568427},1,2,{"$f":"MIN(R328,S328,Summary!$D$14)","v":1},{"$f":"J328-(J328/(1+(Summary!$D$13))^(T328))","v":64550.680943216663}]
[null,330,"SMFY T-061","Increase SMFY Substation Capacity","Substation","T","W",2021,132384,135789.05217773718,0.69,0.69,0.55000000000000004,{"$f":"IF(OR(G329=\"S\",G329=\"D\"),VLOOKUP(F329,'Component Capacity'!$C$8:$F$12,4,FALSE)*M329,IF(G329=\"W\",VLOOKUP(F329,'Component Capacity'!$C$16:$F$20,4,FALSE),\"OOPS\"))","v":1.0909090909090908},2.7900000000000001E-2,"N/A",{"$f":"IF((VLOOKUP($C329,'Project Customer Details'!$B$6:$Q$1095,16,FALSE))<((VLOOKUP($C329,'Project Customer Details'!$B$6:$Q$1095,4,FALSE)*$L329)),VLOOKUP($C329,'Project Customer Details'!$B$6:$Q$1095,16,FALSE), (VLOOKUP($C329,'Project Customer Details'!$B$6:$Q$1095,4,FALSE)*$L329))","v":7.7801679313825212E-6},0,17,{"$f":"MIN(R329,S329,Summary!$D$14)","v":0},{"$f":"J329-(J329/(1+(Summary!$D$13))^(T329))","v":0}]
[null,331,"GOWN T-131","Add second transformer at GOWN","Substation","T","S",2021,2025149.99,2077238.9235848286,44.57,44.57,39.4,{"$f":"IF(OR(G330=\"S\",G330=\"D\"),VLOOKUP(F330,'Component Capacity'!$C$8:$F$12,4,FALSE)*M330,IF(G330=\"W\",VLOOKUP(F330,'Component Capacity'!$C$16:$F$20,4,FALSE),\"OOPS\"))","v":40.204081632653057},5.4000000000000003E-3,"N/A",{"$f":"IF((VLOOKUP($C330,'Project Customer Details'!$B$6:$Q$1095,16,FALSE))<((VLOOKUP($C330,'Project Customer Details'!$B$6:$Q$1095,4,FALSE)*$L330)),VLOOKUP($C330,'Project Customer Details'!$B$6:$Q$1095,16,FALSE), (VLOOKUP($C330,'Project Customer Details'!$B$6:$Q$1095,4,FALSE)*$L330))","v":0.10422926143545932},0,0,{"$f":"MIN(R330,S330,Summary!$D$14)","v":0},{"$f":"J330-(J330/(1+(Summary!$D$13))^(T330))","v":0}]
[null,333,"NWPM T-061","New Fruitland Substation","Substation","T","S",2022,4000000,4000000,13.79,13.79,13.75,{"$f":"IF(OR(G331=\"S\",G331=\"D\"),VLOOKUP(F331,'Component Capacity'!$C$8:$F$12,4,FALSE)*M331,IF(G331=\"W\",VLOOKUP(F331,'Component Capacity'!$C$16:$F$20,4,FALSE),\"OOPS\"))","v":14.030612244897959},2.12E-2,"N/A",{"$f":"IF((VLOOKUP($C331,'Project Customer Details'!$B$6:$Q$1095,16,FALSE))<((VLOOKUP($C331,'Project Customer Details'!$B$6:$Q$1095,4,FALSE)*$L331)),VLOOKUP($C331,'Project Customer Details'!$B$6:$Q$1095,16,FALSE), (VLOOKUP($C331,'Project Customer Details'!$B$6:$Q$1095,4,FALSE)*$L331))","v":0},0,1,{"$f":"MIN(R331,S331,Summary!$D$14)","v":0},{"$f":"J331-(J331/(1+(Summary!$D$13))^(T331))","v":0}]
[null,334,"BOBN T-135","LEWIS & HWY 45 (12TH AVE), LAND FOR A NEW 138/12.5KV STATION","Substation","T","S",2025,150000,150000,45.002417405474468,44.302421651852519,43.9,{"$f":"IF(OR(G332=\"S\",G332=\"D\"),VLOOKUP(F332,'Component Capacity'!$C$8:$F$12,4,FALSE)*M332,IF(G332=\"W\",VLOOKUP(F332,'Component Capacity'!$C$16:$F$20,4,FALSE),\"OOPS\"))","v":44.795918367346935},0.03,1.3170000000000002,{"$f":"IF((VLOOKUP($C332,'Project Customer Details'!$B$6:$Q$1095,16,FALSE))<((VLOOKUP($C332,'Project Customer Details'!$B$6:$Q$1095,4,FALSE)*$L332)),VLOOKUP($C332,'Project Customer Details'!$B$6:$Q$1095,16,FALSE), (VLOOKUP($C332,'Project Customer Details'!$B$6:$Q$1095,4,FALSE)*$L332))","v":3.0091796834901489E-2},0,1,{"$f":"MIN(R332,S332,Summary!$D$14)","v":0},{"$f":"J332-(J332/(1+(Summary!$D$13))^(T332))","v":0}]
[null,335,"SOPK T-051","SOPK T-051 Overload","Substation","T","S",2026,847000,847000,13.87,13.87,13.72,{"$f":"IF(OR(G333=\"S\",G333=\"D\"),VLOOKUP(F333,'Component Capacity'!$C$8:$F$12,4,FALSE)*M333,IF(G333=\"W\",VLOOKUP(F333,'Component Capacity'!$C$16:$F$20,4,FALSE),\"OOPS\"))","v":14.000000000000002},1.6400000000000001E-2,"N/A",{"$f":"IF((VLOOKUP($C333,'Project Customer Details'!$B$6:$Q$1095,16,FALSE))<((VLOOKUP($C333,'Project Customer Details'!$B$6:$Q$1095,4,FALSE)*$L333)),VLOOKUP($C333,'Project Customer Details'!$B$6:$Q$1095,16,FALSE), (VLOOKUP($C333,'Project Customer Details'!$B$6:$Q$1095,4,FALSE)*$L333))","v":0},0,1,{"$f":"MIN(R333,S333,Summary!$D$14)","v":0},{"$f":"J333-(J333/(1+(Summary!$D$13))^(T333))","v":0}]
[null,336,"SIPN T-132","Add transformer to HOKU to reduce loading on SIPN T-132","Substation","T","S",2026,680241,680241,30.21,30.21,29.4,{"$f":"IF(OR(G334=\"S\",G334=\"D\"),VLOOKUP(F334,'Component Capacity'!$C$8:$F$12,4,FALSE)*M334,IF(G334=\"W\",VLOOKUP(F334,'Component Capacity'!$C$16:$F$20,4,FALSE),\"OOPS\"))","v":30},7.6E-3,"N/A",{"$f":"IF((VLOOKUP($C334,'Project Customer Details'!$B$6:$Q$1095,16,FALSE))<((VLOOKUP($C334,'Project Customer Details'!$B$6:$Q$1095,4,FALSE)*$L334)),VLOOKUP($C334,'Project Customer Details'!$B$6:$Q$1095,16,FALSE), (VLOOKUP($C334,'Project Customer Details'!$B$6:$Q$1095,4,FALSE)*$L334))","v":9.8011568780845937E-2},0,0,{"$f":"MIN(R334,S334,Summary!$D$14)","v":0},{"$f":"J334-(J334/(1+(Summary!$D$13))^(T334))","v":0}]
[null,337,"ARTN T-051","Add second 46-12.5 kV transformer","Substation","T","S",2024,847000,847000,14.82,14.82,13.72,{"$f":"IF(OR(G335=\"S\",G335=\"D\"),VLOOKUP(F335,'Component Capacity'!$C$8:$F$12,4,FALSE)*M335,IF(G335=\"W\",VLOOKUP(F335,'Component Capacity'!$C$16:$F$20,4,FALSE),\"OOPS\"))","v":14.000000000000002},8.9999999999999993E-3,"N/A",{"$f":"IF((VLOOKUP($C335,'Project Customer Details'!$B$6:$Q$1095,16,FALSE))<((VLOOKUP($C335,'Project Customer Details'!$B$6:$Q$1095,4,FALSE)*$L335)),VLOOKUP($C335,'Project Customer Details'!$B$6:$Q$1095,16,FALSE), (VLOOKUP($C335,'Project Customer Details'!$B$6:$Q$1095,4,FALSE)*$L335))","v":2.3000815371152488E-2},0,0,{"$f":"MIN(R335,S335,Summary!$D$14)","v":0},{"$f":"J335-(J335/(1+(Summary!$D$13))^(T335))","v":0}]
[null,338,"WYEE T-133","Cable entrance to building","Substation","T","S",2025,150000,150000,30.016326256450068,29.723319289773482,29.4,{"$f":"IF(OR(G336=\"S\",G336=\"D\"),VLOOKUP(F336,'Component Capacity'!$C$8:$F$12,4,FALSE)*M336,IF(G336=\"W\",VLOOKUP(F336,'Component Capacity'!$C$16:$F$20,4,FALSE),\"OOPS\"))","v":30},0.03,0.88200000000000145,{"$f":"IF((VLOOKUP($C336,'Project Customer Details'!$B$6:$Q$1095,16,FALSE))<((VLOOKUP($C336,'Project Customer Details'!$B$6:$Q$1095,4,FALSE)*$L336)),VLOOKUP($C336,'Project Customer Details'!$B$6:$Q$1095,16,FALSE), (VLOOKUP($C336,'Project Customer Details'!$B$6:$Q$1095,4,FALSE)*$L336))","v":3.4293501352112149E-2},0,1,{"$f":"MIN(R336,S336,Summary!$D$14)","v":0},{"$f":"J336-(J336/(1+(Summary!$D$13))^(T336))","v":0}]
[null,340,"ELMR T-133","Increase transformer capacity","Substation","T","S",2025,1000000,1000000,27.58,27.58,27.44,{"$f":"IF(OR(G337=\"S\",G337=\"D\"),VLOOKUP(F337,'Component Capacity'!$C$8:$F$12,4,FALSE)*M337,IF(G337=\"W\",VLOOKUP(F337,'Component Capacity'!$C$16:$F$20,4,FALSE),\"OOPS\"))","v":28.000000000000004},5.4999999999999997E-3,"N/A",{"$f":"IF((VLOOKUP($C337,'Project Customer Details'!$B$6:$Q$1095,16,FALSE))<((VLOOKUP($C337,'Project Customer Details'!$B$6:$Q$1095,4,FALSE)*$L337)),VLOOKUP($C337,'Project Customer Details'!$B$6:$Q$1095,16,FALSE), (VLOOKUP($C337,'Project Customer Details'!$B$6:$Q$1095,4,FALSE)*$L337))","v":2.0786682616092227E-2},0,3,{"$f":"MIN(R337,S337,Summary!$D$14)","v":0},{"$f":"J337-(J337/(1+(Summary!$D$13))^(T337))","v":0}]
[null,341,"HDSP T-131","Upgrade Transformer Capacity","Substation","T","S",2025,800000,800000,10.34,10.34,10.29,{"$f":"IF(OR(G338=\"S\",G338=\"D\"),VLOOKUP(F338,'Component Capacity'!$C$8:$F$12,4,FALSE)*M338,IF(G338=\"W\",VLOOKUP(F338,'Component Capacity'!$C$16:$F$20,4,FALSE),\"OOPS\"))","v":10.5},0.05,"N/A",{"$f":"IF((VLOOKUP($C338,'Project Customer Details'!$B$6:$Q$1095,16,FALSE))<((VLOOKUP($C338,'Project Customer Details'!$B$6:$Q$1095,4,FALSE)*$L338)),VLOOKUP($C338,'Project Customer Details'!$B$6:$Q$1095,16,FALSE), (VLOOKUP($C338,'Project Customer Details'!$B$6:$Q$1095,4,FALSE)*$L338))","v":1.0643475191714507E-2},0,1,{"$f":"MIN(R338,S338,Summary!$D$14)","v":0},{"$f":"J338-(J338/(1+(Summary!$D$13))^(T338))","v":0}]
[null,342,"EDEN T-132","EDEN T-132 Overload ","Substation","T","S",2026,1540000,1540000,44.11,44.11,43.9,{"$f":"IF(OR(G339=\"S\",G339=\"D\"),VLOOKUP(F339,'Component Capacity'!$C$8:$F$12,4,FALSE)*M339,IF(G339=\"W\",VLOOKUP(F339,'Component Capacity'!$C$16:$F$20,4,FALSE),\"OOPS\"))","v":44.795918367346935},1.43E-2,"N/A",{"$f":"IF((VLOOKUP($C339,'Project Customer Details'!$B$6:$Q$1095,16,FALSE))<((VLOOKUP($C339,'Project Customer Details'!$B$6:$Q$1095,4,FALSE)*$L339)),VLOOKUP($C339,'Project Customer Details'!$B$6:$Q$1095,16,FALSE), (VLOOKUP($C339,'Project Customer Details'!$B$6:$Q$1095,4,FALSE)*$L339))","v":4.2314734727869854E-2},0,2,{"$f":"MIN(R339,S339,Summary!$D$14)","v":0},{"$f":"J339-(J339/(1+(Summary!$D$13))^(T339))","v":0}]
[null,343,"GEMM T-062","Upgrade GEMM T-061","Substation","T","S",2026,1620000,1620000,14.11,14.11,13.72,{"$f":"IF(OR(G340=\"S\",G340=\"D\"),VLOOKUP(F340,'Component Capacity'!$C$8:$F$12,4,FALSE)*M340,IF(G340=\"W\",VLOOKUP(F340,'Component Capacity'!$C$16:$F$20,4,FALSE),\"OOPS\"))","v":14.000000000000002},2.7099999999999999E-2,"N/A",{"$f":"IF((VLOOKUP($C340,'Project Customer Details'!$B$6:$Q$1095,16,FALSE))<((VLOOKUP($C340,'Project Customer Details'!$B$6:$Q$1095,4,FALSE)*$L340)),VLOOKUP($C340,'Project Customer Details'!$B$6:$Q$1095,16,FALSE), (VLOOKUP($C340,'Project Customer Details'!$B$6:$Q$1095,4,FALSE)*$L340))","v":1.0935195249085081E-2},0,0,{"$f":"MIN(R340,S340,Summary!$D$14)","v":0},{"$f":"J340-(J340/(1+(Summary!$D$13))^(T340))","v":0}]
[null,344,"CSCD T-061","CSCD T061 TO T062 OFFLOAD","Substation","T","W",2026,245000,245000,15.46,15.46,15.4,{"$f":"IF(OR(G341=\"S\",G341=\"D\"),VLOOKUP(F341,'Component Capacity'!$C$8:$F$12,4,FALSE)*M341,IF(G341=\"W\",VLOOKUP(F341,'Component Capacity'!$C$16:$F$20,4,FALSE),\"OOPS\"))","v":1.0909090909090908},1.5100000000000001E-2,"N/A",{"$f":"IF((VLOOKUP($C341,'Project Customer Details'!$B$6:$Q$1095,16,FALSE))<((VLOOKUP($C341,'Project Customer Details'!$B$6:$Q$1095,4,FALSE)*$L341)),VLOOKUP($C341,'Project Customer Details'!$B$6:$Q$1095,16,FALSE), (VLOOKUP($C341,'Project Customer Details'!$B$6:$Q$1095,4,FALSE)*$L341))","v":0},0,0,{"$f":"MIN(R341,S341,Summary!$D$14)","v":0},{"$f":"J341-(J341/(1+(Summary!$D$13))^(T341))","v":0}]
[null,345,"BOBN T-135","Equipment for New Distribution Center at Boise Bench","Substation","T","S",2024,450000,450000,44.022856376716597,44.812058369783678,43.9,{"$f":"IF(OR(G342=\"S\",G342=\"D\"),VLOOKUP(F342,'Component Capacity'!$C$8:$F$12,4,FALSE)*M342,IF(G342=\"W\",VLOOKUP(F342,'Component Capacity'!$C$16:$F$20,4,FALSE),\"OOPS\"))","v":44.795918367346935},0.03,1.3170000000000002,{"$f":"IF((VLOOKUP($C342,'Project Customer Details'!$B$6:$Q$1095,16,FALSE))<((VLOOKUP($C342,'Project Customer Details'!$B$6:$Q$1095,4,FALSE)*$L342)),VLOOKUP($C342,'Project Customer Details'!$B$6:$Q$1095,16,FALSE), (VLOOKUP($C342,'Project Customer Details'!$B$6:$Q$1095,4,FALSE)*$L342))","v":3.0091796834901489E-2},0,0,{"$f":"MIN(R342,S342,Summary!$D$14)","v":0},{"$f":"J342-(J342/(1+(Summary!$D$13))^(T342))","v":0}]
[null,null,null,null,null,null,null,null,null,null,null,null,null,{"$f":"IF(OR(G343=\"S\",G343=\"D\"),VLOOKUP(F343,'Component Capacity'!$C$8:$F$12,4,FALSE)*M343,IF(G343=\"W\",VLOOKUP(F343,'Component Capacity'!$C$16:$F$20,4,FALSE),\"OOPS\"))","v":"OOPS"},null,null,null,null,null,null,null,"Substation Total"]
[null,null,null,null,null,null,null,null,null,null,null,null,null,{"$f":"IF(OR(G344=\"S\",G344=\"D\"),VLOOKUP(F344,'Component Capacity'!$C$8:$F$12,4,FALSE)*M344,IF(G344=\"W\",VLOOKUP(F344,'Component Capacity'!$C$16:$F$20,4,FALSE),\"OOPS\"))","v":"OOPS"},null,null,null,null,null,null,null,{"$f":"SUM(U217:U342)","v":123737.00277657872}]
[null,346,"TND","BORA Terminate OPGW from BRDY","Transmission","\"\"","S",2019,154040.61512843228,166235.21035130773,0,0,0,{"$f":"IF(OR(G345=\"S\",G345=\"D\"),VLOOKUP(F345,'Component Capacity'!$C$8:$F$12,4,FALSE)*M345,IF(G345=\"W\",VLOOKUP(F345,'Component Capacity'!$C$16:$F$20,4,FALSE),\"OOPS\"))","v":0},0,0,{"$f":"IF((VLOOKUP($C345,'Project Customer Details'!$B$6:$Q$1095,16,FALSE))<((VLOOKUP($C345,'Project Customer Details'!$B$6:$Q$1095,4,FALSE)*$L345)),VLOOKUP($C345,'Project Customer Details'!$B$6:$Q$1095,16,FALSE), (VLOOKUP($C345,'Project Customer Details'!$B$6:$Q$1095,4,FALSE)*$L345))","v":0},{"$f":"IF((L345-Q345)<M345,CEILING(LN((M345+Q345)/L345)/LN(1+O345),1),0)","v":0},0,{"$f":"MIN(R345,S345,Summary!$D$14)","v":0},{"$f":"J345-(J345/(1+(Summary!$D$13))^(T345))","v":0}]
[null,347,"TND","BOBN Work at BOBN for changing RTSN 230 kV connection to JSTC-DRAM versus MPSN-BOBN No 2","Transmission","\"\"","W",2019,0,0,0,0,0,{"$f":"IF(OR(G346=\"S\",G346=\"D\"),VLOOKUP(F346,'Component Capacity'!$C$8:$F$12,4,FALSE)*M346,IF(G346=\"W\",VLOOKUP(F346,'Component Capacity'!$C$16:$F$20,4,FALSE),\"OOPS\"))","v":0},0,0,{"$f":"IF((VLOOKUP($C346,'Project Customer Details'!$B$6:$Q$1095,16,FALSE))<((VLOOKUP($C346,'Project Customer Details'!$B$6:$Q$1095,4,FALSE)*$L346)),VLOOKUP($C346,'Project Customer Details'!$B$6:$Q$1095,16,FALSE), (VLOOKUP($C346,'Project Customer Details'!$B$6:$Q$1095,4,FALSE)*$L346))","v":0},0,0,{"$f":"MIN(R346,S346,Summary!$D$14)","v":0},{"$f":"J346-(J346/(1+(Summary!$D$13))^(T346))","v":0}]
[null,348,"TND","BRDY Terminate OPGW from BORA","Transmission","\"\"","S",2019,67620.281957484534,72973.428376957832,0,0,0,{"$f":"IF(OR(G347=\"S\",G347=\"D\"),VLOOKUP(F347,'Component Capacity'!$C$8:$F$12,4,FALSE)*M347,IF(G347=\"W\",VLOOKUP(F347,'Component Capacity'!$C$16:$F$20,4,FALSE),\"OOPS\"))","v":0},0,0,{"$f":"IF((VLOOKUP($C347,'Project Customer Details'!$B$6:$Q$1095,16,FALSE))<((VLOOKUP($C347,'Project Customer Details'!$B$6:$Q$1095,4,FALSE)*$L347)),VLOOKUP($C347,'Project Customer Details'!$B$6:$Q$1095,16,FALSE), (VLOOKUP($C347,'Project Customer Details'!$B$6:$Q$1095,4,FALSE)*$L347))","v":0},0,0,{"$f":"MIN(R347,S347,Summary!$D$14)","v":0},{"$f":"J347-(J347/(1+(Summary!$D$13))^(T347))","v":0}]
[null,349,"HAVN T-131","PNGE Add breakers for 46 kV to 138 kV conversion","Transmission",12.5,"S",2019,1665662.4218580534,1797524.2622926561,10.300843459614011,10.300843459614011,10,{"$f":"IF(OR(G348=\"S\",G348=\"D\"),VLOOKUP(F348,'Component Capacity'!$C$8:$F$12,4,FALSE)*M348,IF(G348=\"W\",VLOOKUP(F348,'Component Capacity'!$C$16:$F$20,4,FALSE),\"OOPS\"))","v":12.5},1.7869907076483171E-2,"N/A",{"$f":"IF((VLOOKUP($C348,'Project Customer Details'!$B$6:$Q$1095,16,FALSE))<((VLOOKUP($C348,'Project Customer Details'!$B$6:$Q$1095,4,FALSE)*$L348)),VLOOKUP($C348,'Project Customer Details'!$B$6:$Q$1095,16,FALSE), (VLOOKUP($C348,'Project Customer Details'!$B$6:$Q$1095,4,FALSE)*$L348))","v":0},0,11,{"$f":"MIN(R348,S348,Summary!$D$14)","v":0},{"$f":"J348-(J348/(1+(Summary!$D$13))^(T348))","v":0}]
[null,350,"TND","LKFK Add MCAL 138 kV line terminal","Transmission","\"\"","W",2019,732147.04974313581,790107.32799699786,0,0,0,{"$f":"IF(OR(G349=\"S\",G349=\"D\"),VLOOKUP(F349,'Component Capacity'!$C$8:$F$12,4,FALSE)*M349,IF(G349=\"W\",VLOOKUP(F349,'Component Capacity'!$C$16:$F$20,4,FALSE),\"OOPS\"))","v":0},0,0,{"$f":"IF((VLOOKUP($C349,'Project Customer Details'!$B$6:$Q$1095,16,FALSE))<((VLOOKUP($C349,'Project Customer Details'!$B$6:$Q$1095,4,FALSE)*$L349)),VLOOKUP($C349,'Project Customer Details'!$B$6:$Q$1095,16,FALSE), (VLOOKUP($C349,'Project Customer Details'!$B$6:$Q$1095,4,FALSE)*$L349))","v":0},0,0,{"$f":"MIN(R349,S349,Summary!$D$14)","v":0},{"$f":"J349-(J349/(1+(Summary!$D$13))^(T349))","v":0}]
[null,351,"TND","BOMT - Station Expansion and Install 300 MVA Transformer","Transmission","\"\"","S",2019,4375854.9455940602,4722268.6480519902,0,0,0,{"$f":"IF(OR(G350=\"S\",G350=\"D\"),VLOOKUP(F350,'Component Capacity'!$C$8:$F$12,4,FALSE)*M350,IF(G350=\"W\",VLOOKUP(F350,'Component Capacity'!$C$16:$F$20,4,FALSE),\"OOPS\"))","v":0},0,0,{"$f":"IF((VLOOKUP($C350,'Project Customer Details'!$B$6:$Q$1095,16,FALSE))<((VLOOKUP($C350,'Project Customer Details'!$B$6:$Q$1095,4,FALSE)*$L350)),VLOOKUP($C350,'Project Customer Details'!$B$6:$Q$1095,16,FALSE), (VLOOKUP($C350,'Project Customer Details'!$B$6:$Q$1095,4,FALSE)*$L350))","v":0},0,0,{"$f":"MIN(R350,S350,Summary!$D$14)","v":0},{"$f":"J350-(J350/(1+(Summary!$D$13))^(T350))","v":0}]
[null,352,"HAVN T-131","PNGE-HAVN Modify for conversion to 138 kV operation","Transmission",12.5,"S",2019,646790.71923444979,697993.78024793952,10.300843459614011,10.300843459614011,10,{"$f":"IF(OR(G351=\"S\",G351=\"D\"),VLOOKUP(F351,'Component Capacity'!$C$8:$F$12,4,FALSE)*M351,IF(G351=\"W\",VLOOKUP(F351,'Component Capacity'!$C$16:$F$20,4,FALSE),\"OOPS\"))","v":12.5},1.7869907076483171E-2,"N/A",{"$f":"IF((VLOOKUP($C351,'Project Customer Details'!$B$6:$Q$1095,16,FALSE))<((VLOOKUP($C351,'Project Customer Details'!$B$6:$Q$1095,4,FALSE)*$L351)),VLOOKUP($C351,'Project Customer Details'!$B$6:$Q$1095,16,FALSE), (VLOOKUP($C351,'Project Customer Details'!$B$6:$Q$1095,4,FALSE)*$L351))","v":0},0,11,{"$f":"MIN(R351,S351,Summary!$D$14)","v":0},{"$f":"J351-(J351/(1+(Summary!$D$13))^(T351))","v":0}]
[null,353,"TND","HPVY-NMPA Secure 230 kV ROW","Transmission","\"\"","S",2019,332998.50782296655,359360.26968257024,0,0,0,{"$f":"IF(OR(G352=\"S\",G352=\"D\"),VLOOKUP(F352,'Component Capacity'!$C$8:$F$12,4,FALSE)*M352,IF(G352=\"W\",VLOOKUP(F352,'Component Capacity'!$C$16:$F$20,4,FALSE),\"OOPS\"))","v":0},0,0,{"$f":"IF((VLOOKUP($C352,'Project Customer Details'!$B$6:$Q$1095,16,FALSE))<((VLOOKUP($C352,'Project Customer Details'!$B$6:$Q$1095,4,FALSE)*$L352)),VLOOKUP($C352,'Project Customer Details'!$B$6:$Q$1095,16,FALSE), (VLOOKUP($C352,'Project Customer Details'!$B$6:$Q$1095,4,FALSE)*$L352))","v":0},0,0,{"$f":"MIN(R352,S352,Summary!$D$14)","v":0},{"$f":"J352-(J352/(1+(Summary!$D$13))^(T352))","v":0}]
[null,354,"TND","DRAM Work at DRAM for changing RTSN 230 kV connection to JSTC-DRAM versus MPSN-BOBN No 2","Transmission","\"\"","S",2019,7628.9197230113668,8232.8616634688824,0,0,0,{"$f":"IF(OR(G353=\"S\",G353=\"D\"),VLOOKUP(F353,'Component Capacity'!$C$8:$F$12,4,FALSE)*M353,IF(G353=\"W\",VLOOKUP(F353,'Component Capacity'!$C$16:$F$20,4,FALSE),\"OOPS\"))","v":0},0,0,{"$f":"IF((VLOOKUP($C353,'Project Customer Details'!$B$6:$Q$1095,16,FALSE))<((VLOOKUP($C353,'Project Customer Details'!$B$6:$Q$1095,4,FALSE)*$L353)),VLOOKUP($C353,'Project Customer Details'!$B$6:$Q$1095,16,FALSE), (VLOOKUP($C353,'Project Customer Details'!$B$6:$Q$1095,4,FALSE)*$L353))","v":0},0,0,{"$f":"MIN(R353,S353,Summary!$D$14)","v":0},{"$f":"J353-(J353/(1+(Summary!$D$13))^(T353))","v":0}]
[null,355,"TND","HBRD Add T231 230/138 kV tie transformer foundation","Transmission","\"\"","S",2019,86041.907192982471,92853.397977720131,0,0,0,{"$f":"IF(OR(G354=\"S\",G354=\"D\"),VLOOKUP(F354,'Component Capacity'!$C$8:$F$12,4,FALSE)*M354,IF(G354=\"W\",VLOOKUP(F354,'Component Capacity'!$C$16:$F$20,4,FALSE),\"OOPS\"))","v":0},0,0,{"$f":"IF((VLOOKUP($C354,'Project Customer Details'!$B$6:$Q$1095,16,FALSE))<((VLOOKUP($C354,'Project Customer Details'!$B$6:$Q$1095,4,FALSE)*$L354)),VLOOKUP($C354,'Project Customer Details'!$B$6:$Q$1095,16,FALSE), (VLOOKUP($C354,'Project Customer Details'!$B$6:$Q$1095,4,FALSE)*$L354))","v":0},0,0,{"$f":"MIN(R354,S354,Summary!$D$14)","v":0},{"$f":"J354-(J354/(1+(Summary!$D$13))^(T354))","v":0}]
[null,356,"TND","MPSN Improve Midpoint East RAS","Transmission","\"\"","S",2019,369220.15860446671,398449.40037653683,0,0,0,{"$f":"IF(OR(G355=\"S\",G355=\"D\"),VLOOKUP(F355,'Component Capacity'!$C$8:$F$12,4,FALSE)*M355,IF(G355=\"W\",VLOOKUP(F355,'Component Capacity'!$C$16:$F$20,4,FALSE),\"OOPS\"))","v":0},0,0,{"$f":"IF((VLOOKUP($C355,'Project Customer Details'!$B$6:$Q$1095,16,FALSE))<((VLOOKUP($C355,'Project Customer Details'!$B$6:$Q$1095,4,FALSE)*$L355)),VLOOKUP($C355,'Project Customer Details'!$B$6:$Q$1095,16,FALSE), (VLOOKUP($C355,'Project Customer Details'!$B$6:$Q$1095,4,FALSE)*$L355))","v":0},0,0,{"$f":"MIN(R355,S355,Summary!$D$14)","v":0},{"$f":"J355-(J355/(1+(Summary!$D$13))^(T355))","v":0}]
[null,357,"TND","ALMA Remove PCB Capacitors only","Transmission","\"\"","S",2007,100000,146365.54876741624,0,0,0,{"$f":"IF(OR(G356=\"S\",G356=\"D\"),VLOOKUP(F356,'Component Capacity'!$C$8:$F$12,4,FALSE)*M356,IF(G356=\"W\",VLOOKUP(F356,'Component Capacity'!$C$16:$F$20,4,FALSE),\"OOPS\"))","v":0},0,0,{"$f":"IF((VLOOKUP($C356,'Project Customer Details'!$B$6:$Q$1095,16,FALSE))<((VLOOKUP($C356,'Project Customer Details'!$B$6:$Q$1095,4,FALSE)*$L356)),VLOOKUP($C356,'Project Customer Details'!$B$6:$Q$1095,16,FALSE), (VLOOKUP($C356,'Project Customer Details'!$B$6:$Q$1095,4,FALSE)*$L356))","v":0},0,0,{"$f":"MIN(R356,S356,Summary!$D$14)","v":0},{"$f":"J356-(J356/(1+(Summary!$D$13))^(T356))","v":0}]
[null,358,"TND","CDAL-LCST UPGRADE 2.0 MILE 138 KV N. OF USTK ROW","Transmission","\"\"","S",2008,150000,214042.9198518527,0,0,0,{"$f":"IF(OR(G357=\"S\",G357=\"D\"),VLOOKUP(F357,'Component Capacity'!$C$8:$F$12,4,FALSE)*M357,IF(G357=\"W\",VLOOKUP(F357,'Component Capacity'!$C$16:$F$20,4,FALSE),\"OOPS\"))","v":0},0,0,{"$f":"IF((VLOOKUP($C357,'Project Customer Details'!$B$6:$Q$1095,16,FALSE))<((VLOOKUP($C357,'Project Customer Details'!$B$6:$Q$1095,4,FALSE)*$L357)),VLOOKUP($C357,'Project Customer Details'!$B$6:$Q$1095,16,FALSE), (VLOOKUP($C357,'Project Customer Details'!$B$6:$Q$1095,4,FALSE)*$L357))","v":0},0,0,{"$f":"MIN(R357,S357,Summary!$D$14)","v":0},{"$f":"J357-(J357/(1+(Summary!$D$13))^(T357))","v":0}]
[null,359,"LCST T-131","CDAL-LCST UPGRADE 2.0 MILE 138 KV LINE TO 1272MCM S. OF USTK","Transmission","C","S",2008,800000,1141562.2392098811,43.321327054651285,42.883056091889067,40,{"$f":"IF(OR(G358=\"S\",G358=\"D\"),VLOOKUP(F358,'Component Capacity'!$C$8:$F$12,4,FALSE)*M358,IF(G358=\"W\",VLOOKUP(F358,'Component Capacity'!$C$16:$F$20,4,FALSE),\"OOPS\"))","v":44.444444444444443},0.03,3.3213270546512872,{"$f":"IF((VLOOKUP($C358,'Project Customer Details'!$B$6:$Q$1095,16,FALSE))<((VLOOKUP($C358,'Project Customer Details'!$B$6:$Q$1095,4,FALSE)*$L358)),VLOOKUP($C358,'Project Customer Details'!$B$6:$Q$1095,16,FALSE), (VLOOKUP($C358,'Project Customer Details'!$B$6:$Q$1095,4,FALSE)*$L358))","v":5.7343296953865433E-2},0,2,{"$f":"MIN(R358,S358,Summary!$D$14)","v":0},{"$f":"J358-(J358/(1+(Summary!$D$13))^(T358))","v":0}]
[null,360,"TND","Communications Upgrades-DNPR Generator Addition","Transmission","\"\"","S",2008,449736.59,641752.88591877033,0,0,0,{"$f":"IF(OR(G359=\"S\",G359=\"D\"),VLOOKUP(F359,'Component Capacity'!$C$8:$F$12,4,FALSE)*M359,IF(G359=\"W\",VLOOKUP(F359,'Component Capacity'!$C$16:$F$20,4,FALSE),\"OOPS\"))","v":0},0,0,{"$f":"IF((VLOOKUP($C359,'Project Customer Details'!$B$6:$Q$1095,16,FALSE))<((VLOOKUP($C359,'Project Customer Details'!$B$6:$Q$1095,4,FALSE)*$L359)),VLOOKUP($C359,'Project Customer Details'!$B$6:$Q$1095,16,FALSE), (VLOOKUP($C359,'Project Customer Details'!$B$6:$Q$1095,4,FALSE)*$L359))","v":0},0,0,{"$f":"MIN(R359,S359,Summary!$D$14)","v":0},{"$f":"J359-(J359/(1+(Summary!$D$13))^(T359))","v":0}]
[null,361,"HSDL T-131","CDAL-MORA-HSDL Build 138 kV line","Transmission","T","S",2008,305000,435220.6036987672,31.968796178433358,31.815937052181305,29.4,{"$f":"IF(OR(G360=\"S\",G360=\"D\"),VLOOKUP(F360,'Component Capacity'!$C$8:$F$12,4,FALSE)*M360,IF(G360=\"W\",VLOOKUP(F360,'Component Capacity'!$C$16:$F$20,4,FALSE),\"OOPS\"))","v":30},0.03,2.5687961784333608,{"$f":"IF((VLOOKUP($C360,'Project Customer Details'!$B$6:$Q$1095,16,FALSE))<((VLOOKUP($C360,'Project Customer Details'!$B$6:$Q$1095,4,FALSE)*$L360)),VLOOKUP($C360,'Project Customer Details'!$B$6:$Q$1095,16,FALSE), (VLOOKUP($C360,'Project Customer Details'!$B$6:$Q$1095,4,FALSE)*$L360))","v":4.0615989953464646E-2},0,0,{"$f":"MIN(R360,S360,Summary!$D$14)","v":0},{"$f":"J360-(J360/(1+(Summary!$D$13))^(T360))","v":0}]
[null,362,"ZLOG T-132","KRCH- ZLOG 138 KV TRANSMISSION LINE.","Transmission","T","S",2007,350000,512279.42068595689,29.880275582365115,29.132370681796008,27.44,{"$f":"IF(OR(G361=\"S\",G361=\"D\"),VLOOKUP(F361,'Component Capacity'!$C$8:$F$12,4,FALSE)*M361,IF(G361=\"W\",VLOOKUP(F361,'Component Capacity'!$C$16:$F$20,4,FALSE),\"OOPS\"))","v":28.000000000000004},0.03,2.4402755823651159,{"$f":"IF((VLOOKUP($C361,'Project Customer Details'!$B$6:$Q$1095,16,FALSE))<((VLOOKUP($C361,'Project Customer Details'!$B$6:$Q$1095,4,FALSE)*$L361)),VLOOKUP($C361,'Project Customer Details'!$B$6:$Q$1095,16,FALSE), (VLOOKUP($C361,'Project Customer Details'!$B$6:$Q$1095,4,FALSE)*$L361))","v":0.11561647989307314},0,0,{"$f":"MIN(R361,S361,Summary!$D$14)","v":0},{"$f":"J361-(J361/(1+(Summary!$D$13))^(T361))","v":0}]
[null,363,"TND","BORA-BRDY Install OPGW fiber","Transmission","\"\"","S",2007,80000,117092.43901393301,0,0,0,{"$f":"IF(OR(G362=\"S\",G362=\"D\"),VLOOKUP(F362,'Component Capacity'!$C$8:$F$12,4,FALSE)*M362,IF(G362=\"W\",VLOOKUP(F362,'Component Capacity'!$C$16:$F$20,4,FALSE),\"OOPS\"))","v":0},0,0,{"$f":"IF((VLOOKUP($C362,'Project Customer Details'!$B$6:$Q$1095,16,FALSE))<((VLOOKUP($C362,'Project Customer Details'!$B$6:$Q$1095,4,FALSE)*$L362)),VLOOKUP($C362,'Project Customer Details'!$B$6:$Q$1095,16,FALSE), (VLOOKUP($C362,'Project Customer Details'!$B$6:$Q$1095,4,FALSE)*$L362))","v":0},0,0,{"$f":"MIN(R362,S362,Summary!$D$14)","v":0},{"$f":"J362-(J362/(1+(Summary!$D$13))^(T362))","v":0}]
[null,364,"TND","CDAL-VTRY 138 KV TERMINAL","Transmission","\"\"","S",2009,250,347.7926171418967,0,0,0,{"$f":"IF(OR(G363=\"S\",G363=\"D\"),VLOOKUP(F363,'Component Capacity'!$C$8:$F$12,4,FALSE)*M363,IF(G363=\"W\",VLOOKUP(F363,'Component Capacity'!$C$16:$F$20,4,FALSE),\"OOPS\"))","v":0},0,0,{"$f":"IF((VLOOKUP($C363,'Project Customer Details'!$B$6:$Q$1095,16,FALSE))<((VLOOKUP($C363,'Project Customer Details'!$B$6:$Q$1095,4,FALSE)*$L363)),VLOOKUP($C363,'Project Customer Details'!$B$6:$Q$1095,16,FALSE), (VLOOKUP($C363,'Project Customer Details'!$B$6:$Q$1095,4,FALSE)*$L363))","v":0},0,0,{"$f":"MIN(R363,S363,Summary!$D$14)","v":0},{"$f":"J363-(J363/(1+(Summary!$D$13))^(T363))","v":0}]
[null,365,"TND","Add Hunt 230 kV line terminal","Transmission","\"\"","S",2007,1130000,1653930.7010718037,0,0,0,{"$f":"IF(OR(G364=\"S\",G364=\"D\"),VLOOKUP(F364,'Component Capacity'!$C$8:$F$12,4,FALSE)*M364,IF(G364=\"W\",VLOOKUP(F364,'Component Capacity'!$C$16:$F$20,4,FALSE),\"OOPS\"))","v":0},0,0,{"$f":"IF((VLOOKUP($C364,'Project Customer Details'!$B$6:$Q$1095,16,FALSE))<((VLOOKUP($C364,'Project Customer Details'!$B$6:$Q$1095,4,FALSE)*$L364)),VLOOKUP($C364,'Project Customer Details'!$B$6:$Q$1095,16,FALSE), (VLOOKUP($C364,'Project Customer Details'!$B$6:$Q$1095,4,FALSE)*$L364))","v":0},0,0,{"$f":"MIN(R364,S364,Summary!$D$14)","v":0},{"$f":"J364-(J364/(1+(Summary!$D$13))^(T364))","v":0}]
[null,366,"TND","BORA-MPSN 345kV Thermal Detection","Transmission","\"\"","S",2007,160000,234184.87802786601,0,0,0,{"$f":"IF(OR(G365=\"S\",G365=\"D\"),VLOOKUP(F365,'Component Capacity'!$C$8:$F$12,4,FALSE)*M365,IF(G365=\"W\",VLOOKUP(F365,'Component Capacity'!$C$16:$F$20,4,FALSE),\"OOPS\"))","v":0},0,0,{"$f":"IF((VLOOKUP($C365,'Project Customer Details'!$B$6:$Q$1095,16,FALSE))<((VLOOKUP($C365,'Project Customer Details'!$B$6:$Q$1095,4,FALSE)*$L365)),VLOOKUP($C365,'Project Customer Details'!$B$6:$Q$1095,16,FALSE), (VLOOKUP($C365,'Project Customer Details'!$B$6:$Q$1095,4,FALSE)*$L365))","v":0},0,0,{"$f":"MIN(R365,S365,Summary!$D$14)","v":0},{"$f":"J365-(J365/(1+(Summary!$D$13))^(T365))","v":0}]
[null,367,"TND","BORA - Borah West Upgrade Project - Install Fiber Communications Facilities","Transmission","\"\"","S",2007,55000,80501.051822078938,0,0,0,{"$f":"IF(OR(G366=\"S\",G366=\"D\"),VLOOKUP(F366,'Component Capacity'!$C$8:$F$12,4,FALSE)*M366,IF(G366=\"W\",VLOOKUP(F366,'Component Capacity'!$C$16:$F$20,4,FALSE),\"OOPS\"))","v":0},0,0,{"$f":"IF((VLOOKUP($C366,'Project Customer Details'!$B$6:$Q$1095,16,FALSE))<((VLOOKUP($C366,'Project Customer Details'!$B$6:$Q$1095,4,FALSE)*$L366)),VLOOKUP($C366,'Project Customer Details'!$B$6:$Q$1095,16,FALSE), (VLOOKUP($C366,'Project Customer Details'!$B$6:$Q$1095,4,FALSE)*$L366))","v":0},0,0,{"$f":"MIN(R366,S366,Summary!$D$14)","v":0},{"$f":"J366-(J366/(1+(Summary!$D$13))^(T366))","v":0}]
[null,368,"TND","Add BORA and MPSN 230 kV line terminals","Transmission","\"\"","S",2007,184836.89,270537.52837312553,0,0,0,{"$f":"IF(OR(G367=\"S\",G367=\"D\"),VLOOKUP(F367,'Component Capacity'!$C$8:$F$12,4,FALSE)*M367,IF(G367=\"W\",VLOOKUP(F367,'Component Capacity'!$C$16:$F$20,4,FALSE),\"OOPS\"))","v":0},0,0,{"$f":"IF((VLOOKUP($C367,'Project Customer Details'!$B$6:$Q$1095,16,FALSE))<((VLOOKUP($C367,'Project Customer Details'!$B$6:$Q$1095,4,FALSE)*$L367)),VLOOKUP($C367,'Project Customer Details'!$B$6:$Q$1095,16,FALSE), (VLOOKUP($C367,'Project Customer Details'!$B$6:$Q$1095,4,FALSE)*$L367))","v":0},0,0,{"$f":"MIN(R367,S367,Summary!$D$14)","v":0},{"$f":"J367-(J367/(1+(Summary!$D$13))^(T367))","v":0}]
[null,369,"TND","Hunt - Borah West Upgrade Project - Install Fiber Communications Facilities","Transmission","\"\"","S",2007,205000,300049.37497320335,0,0,0,{"$f":"IF(OR(G368=\"S\",G368=\"D\"),VLOOKUP(F368,'Component Capacity'!$C$8:$F$12,4,FALSE)*M368,IF(G368=\"W\",VLOOKUP(F368,'Component Capacity'!$C$16:$F$20,4,FALSE),\"OOPS\"))","v":0},0,0,{"$f":"IF((VLOOKUP($C368,'Project Customer Details'!$B$6:$Q$1095,16,FALSE))<((VLOOKUP($C368,'Project Customer Details'!$B$6:$Q$1095,4,FALSE)*$L368)),VLOOKUP($C368,'Project Customer Details'!$B$6:$Q$1095,16,FALSE), (VLOOKUP($C368,'Project Customer Details'!$B$6:$Q$1095,4,FALSE)*$L368))","v":0},0,0,{"$f":"MIN(R368,S368,Summary!$D$14)","v":0},{"$f":"J368-(J368/(1+(Summary!$D$13))^(T368))","v":0}]
[null,370,"TND","AFTS-MDKA Add thermal detection","Transmission","\"\"","S",2007,156300,228769.35272347162,0,0,0,{"$f":"IF(OR(G369=\"S\",G369=\"D\"),VLOOKUP(F369,'Component Capacity'!$C$8:$F$12,4,FALSE)*M369,IF(G369=\"W\",VLOOKUP(F369,'Component Capacity'!$C$16:$F$20,4,FALSE),\"OOPS\"))","v":0},0,0,{"$f":"IF((VLOOKUP($C369,'Project Customer Details'!$B$6:$Q$1095,16,FALSE))<((VLOOKUP($C369,'Project Customer Details'!$B$6:$Q$1095,4,FALSE)*$L369)),VLOOKUP($C369,'Project Customer Details'!$B$6:$Q$1095,16,FALSE), (VLOOKUP($C369,'Project Customer Details'!$B$6:$Q$1095,4,FALSE)*$L369))","v":0},0,0,{"$f":"MIN(R369,S369,Summary!$D$14)","v":0},{"$f":"J369-(J369/(1+(Summary!$D$13))^(T369))","v":0}]
[null,371,"TND","BORA-HTSU Build 230 kV line","Transmission","\"\"","S",2007,47517390,69549088.633453369,0,0,0,{"$f":"IF(OR(G370=\"S\",G370=\"D\"),VLOOKUP(F370,'Component Capacity'!$C$8:$F$12,4,FALSE)*M370,IF(G370=\"W\",VLOOKUP(F370,'Component Capacity'!$C$16:$F$20,4,FALSE),\"OOPS\"))","v":0},0,0,{"$f":"IF((VLOOKUP($C370,'Project Customer Details'!$B$6:$Q$1095,16,FALSE))<((VLOOKUP($C370,'Project Customer Details'!$B$6:$Q$1095,4,FALSE)*$L370)),VLOOKUP($C370,'Project Customer Details'!$B$6:$Q$1095,16,FALSE), (VLOOKUP($C370,'Project Customer Details'!$B$6:$Q$1095,4,FALSE)*$L370))","v":0},0,0,{"$f":"MIN(R370,S370,Summary!$D$14)","v":0},{"$f":"J370-(J370/(1+(Summary!$D$13))^(T370))","v":0}]
[null,372,"TND","MCAL-LKFK Build new 138 kV line","Transmission","\"\"","S",2007,10995000,16092892.086977417,0,0,0,{"$f":"IF(OR(G371=\"S\",G371=\"D\"),VLOOKUP(F371,'Component Capacity'!$C$8:$F$12,4,FALSE)*M371,IF(G371=\"W\",VLOOKUP(F371,'Component Capacity'!$C$16:$F$20,4,FALSE),\"OOPS\"))","v":0},0,0,{"$f":"IF((VLOOKUP($C371,'Project Customer Details'!$B$6:$Q$1095,16,FALSE))<((VLOOKUP($C371,'Project Customer Details'!$B$6:$Q$1095,4,FALSE)*$L371)),VLOOKUP($C371,'Project Customer Details'!$B$6:$Q$1095,16,FALSE), (VLOOKUP($C371,'Project Customer Details'!$B$6:$Q$1095,4,FALSE)*$L371))","v":0},0,0,{"$f":"MIN(R371,S371,Summary!$D$14)","v":0},{"$f":"J371-(J371/(1+(Summary!$D$13))^(T371))","v":0}]
[null,373,"TND","DNPR-BMPR Build 230 kV transmission line","Transmission","\"\"","S",2007,6238.97,9131.7026779344706,0,0,0,{"$f":"IF(OR(G372=\"S\",G372=\"D\"),VLOOKUP(F372,'Component Capacity'!$C$8:$F$12,4,FALSE)*M372,IF(G372=\"W\",VLOOKUP(F372,'Component Capacity'!$C$16:$F$20,4,FALSE),\"OOPS\"))","v":0},0,0,{"$f":"IF((VLOOKUP($C372,'Project Customer Details'!$B$6:$Q$1095,16,FALSE))<((VLOOKUP($C372,'Project Customer Details'!$B$6:$Q$1095,4,FALSE)*$L372)),VLOOKUP($C372,'Project Customer Details'!$B$6:$Q$1095,16,FALSE), (VLOOKUP($C372,'Project Customer Details'!$B$6:$Q$1095,4,FALSE)*$L372))","v":0},0,0,{"$f":"MIN(R372,S372,Summary!$D$14)","v":0},{"$f":"J372-(J372/(1+(Summary!$D$13))^(T372))","v":0}]
[null,374,"TND","DNPR-MNJ1 Reconductor 6.5 miles","Transmission","\"\"","S",2008,2734000,3901288.9524997687,0,0,0,{"$f":"IF(OR(G373=\"S\",G373=\"D\"),VLOOKUP(F373,'Component Capacity'!$C$8:$F$12,4,FALSE)*M373,IF(G373=\"W\",VLOOKUP(F373,'Component Capacity'!$C$16:$F$20,4,FALSE),\"OOPS\"))","v":0},0,0,{"$f":"IF((VLOOKUP($C373,'Project Customer Details'!$B$6:$Q$1095,16,FALSE))<((VLOOKUP($C373,'Project Customer Details'!$B$6:$Q$1095,4,FALSE)*$L373)),VLOOKUP($C373,'Project Customer Details'!$B$6:$Q$1095,16,FALSE), (VLOOKUP($C373,'Project Customer Details'!$B$6:$Q$1095,4,FALSE)*$L373))","v":0},0,0,{"$f":"MIN(R373,S373,Summary!$D$14)","v":0},{"$f":"J373-(J373/(1+(Summary!$D$13))^(T373))","v":0}]
[null,375,"TND","Install 24ct OPGW","Transmission","\"\"","S",2008,800000,1141562.2392098811,0,0,0,{"$f":"IF(OR(G374=\"S\",G374=\"D\"),VLOOKUP(F374,'Component Capacity'!$C$8:$F$12,4,FALSE)*M374,IF(G374=\"W\",VLOOKUP(F374,'Component Capacity'!$C$16:$F$20,4,FALSE),\"OOPS\"))","v":0},0,0,{"$f":"IF((VLOOKUP($C374,'Project Customer Details'!$B$6:$Q$1095,16,FALSE))<((VLOOKUP($C374,'Project Customer Details'!$B$6:$Q$1095,4,FALSE)*$L374)),VLOOKUP($C374,'Project Customer Details'!$B$6:$Q$1095,16,FALSE), (VLOOKUP($C374,'Project Customer Details'!$B$6:$Q$1095,4,FALSE)*$L374))","v":0},0,0,{"$f":"MIN(R374,S374,Summary!$D$14)","v":0},{"$f":"J374-(J374/(1+(Summary!$D$13))^(T374))","v":0}]
[null,376,"BOIS T-133","BTLR-BOIS 138 ROW FOR TRANSMISSION LINE","Transmission","C","S",2008,293000,418097.17011061899,42.608919713261926,42.447117357430159,40,{"$f":"IF(OR(G375=\"S\",G375=\"D\"),VLOOKUP(F375,'Component Capacity'!$C$8:$F$12,4,FALSE)*M375,IF(G375=\"W\",VLOOKUP(F375,'Component Capacity'!$C$16:$F$20,4,FALSE),\"OOPS\"))","v":44.444444444444443},0.03,2.608919713261928,{"$f":"IF((VLOOKUP($C375,'Project Customer Details'!$B$6:$Q$1095,16,FALSE))<((VLOOKUP($C375,'Project Customer Details'!$B$6:$Q$1095,4,FALSE)*$L375)),VLOOKUP($C375,'Project Customer Details'!$B$6:$Q$1095,16,FALSE), (VLOOKUP($C375,'Project Customer Details'!$B$6:$Q$1095,4,FALSE)*$L375))","v":4.3428201352319749E-2},0,2,{"$f":"MIN(R375,S375,Summary!$D$14)","v":0},{"$f":"J375-(J375/(1+(Summary!$D$13))^(T375))","v":0}]
[null,377,"VALE T-061","CARO-ONTO, ADD SECOND CKT TO 230 KV, OP 69 KV","Transmission","C","S",2008,700000,998866.95930864592,42.741964286453857,43.363107556921157,40,{"$f":"IF(OR(G376=\"S\",G376=\"D\"),VLOOKUP(F376,'Component Capacity'!$C$8:$F$12,4,FALSE)*M376,IF(G376=\"W\",VLOOKUP(F376,'Component Capacity'!$C$16:$F$20,4,FALSE),\"OOPS\"))","v":44.444444444444443},0.03,2.7419642864538596,{"$f":"IF((VLOOKUP($C376,'Project Customer Details'!$B$6:$Q$1095,16,FALSE))<((VLOOKUP($C376,'Project Customer Details'!$B$6:$Q$1095,4,FALSE)*$L376)),VLOOKUP($C376,'Project Customer Details'!$B$6:$Q$1095,16,FALSE), (VLOOKUP($C376,'Project Customer Details'!$B$6:$Q$1095,4,FALSE)*$L376))","v":0},0,1,{"$f":"MIN(R376,S376,Summary!$D$14)","v":0},{"$f":"J376-(J376/(1+(Summary!$D$13))^(T376))","v":0}]
[null,378,"TND","DNPR-MORA Build 230 kV line","Transmission","\"\"","S",2008,250000,356738.19975308783,0,0,0,{"$f":"IF(OR(G377=\"S\",G377=\"D\"),VLOOKUP(F377,'Component Capacity'!$C$8:$F$12,4,FALSE)*M377,IF(G377=\"W\",VLOOKUP(F377,'Component Capacity'!$C$16:$F$20,4,FALSE),\"OOPS\"))","v":0},0,0,{"$f":"IF((VLOOKUP($C377,'Project Customer Details'!$B$6:$Q$1095,16,FALSE))<((VLOOKUP($C377,'Project Customer Details'!$B$6:$Q$1095,4,FALSE)*$L377)),VLOOKUP($C377,'Project Customer Details'!$B$6:$Q$1095,16,FALSE), (VLOOKUP($C377,'Project Customer Details'!$B$6:$Q$1095,4,FALSE)*$L377))","v":0},{"$f":"IF((L377-Q377)<M377,CEILING(LN((M377+Q377)/L377)/LN(1+O377),1),0)","v":0},0,{"$f":"MIN(R377,S377,Summary!$D$14)","v":0},{"$f":"J377-(J377/(1+(Summary!$D$13))^(T377))","v":0}]
[null,379,"TND","Evaluation of the MPSN-BORA #2 345 kV Line #951","Transmission","\"\"","S",2008,9810.81,13999.562790078366,0,0,0,{"$f":"IF(OR(G378=\"S\",G378=\"D\"),VLOOKUP(F378,'Component Capacity'!$C$8:$F$12,4,FALSE)*M378,IF(G378=\"W\",VLOOKUP(F378,'Component Capacity'!$C$16:$F$20,4,FALSE),\"OOPS\"))","v":0},0,0,{"$f":"IF((VLOOKUP($C378,'Project Customer Details'!$B$6:$Q$1095,16,FALSE))<((VLOOKUP($C378,'Project Customer Details'!$B$6:$Q$1095,4,FALSE)*$L378)),VLOOKUP($C378,'Project Customer Details'!$B$6:$Q$1095,16,FALSE), (VLOOKUP($C378,'Project Customer Details'!$B$6:$Q$1095,4,FALSE)*$L378))","v":0},0,0,{"$f":"MIN(R378,S378,Summary!$D$14)","v":0},{"$f":"J378-(J378/(1+(Summary!$D$13))^(T378))","v":0}]
[null,380,"TND","Connect BOBN-CDWL line (T711) to Mora Substation (in & out)","Transmission","\"\"","S",2009,225000,313013.35542770702,0,0,0,{"$f":"IF(OR(G379=\"S\",G379=\"D\"),VLOOKUP(F379,'Component Capacity'!$C$8:$F$12,4,FALSE)*M379,IF(G379=\"W\",VLOOKUP(F379,'Component Capacity'!$C$16:$F$20,4,FALSE),\"OOPS\"))","v":0},0,0,{"$f":"IF((VLOOKUP($C379,'Project Customer Details'!$B$6:$Q$1095,16,FALSE))<((VLOOKUP($C379,'Project Customer Details'!$B$6:$Q$1095,4,FALSE)*$L379)),VLOOKUP($C379,'Project Customer Details'!$B$6:$Q$1095,16,FALSE), (VLOOKUP($C379,'Project Customer Details'!$B$6:$Q$1095,4,FALSE)*$L379))","v":0},0,0,{"$f":"MIN(R379,S379,Summary!$D$14)","v":0},{"$f":"J379-(J379/(1+(Summary!$D$13))^(T379))","v":0}]
[null,381,"HAVN T-131","PNGE-HAVN Energize at 138 kV","Transmission","T","S",2009,940000,1307700.2404535315,14.912033817493484,14.868277467629879,13.72,{"$f":"IF(OR(G380=\"S\",G380=\"D\"),VLOOKUP(F380,'Component Capacity'!$C$8:$F$12,4,FALSE)*M380,IF(G380=\"W\",VLOOKUP(F380,'Component Capacity'!$C$16:$F$20,4,FALSE),\"OOPS\"))","v":14.000000000000002},0.03,1.1920338174934828,{"$f":"IF((VLOOKUP($C380,'Project Customer Details'!$B$6:$Q$1095,16,FALSE))<((VLOOKUP($C380,'Project Customer Details'!$B$6:$Q$1095,4,FALSE)*$L380)),VLOOKUP($C380,'Project Customer Details'!$B$6:$Q$1095,16,FALSE), (VLOOKUP($C380,'Project Customer Details'!$B$6:$Q$1095,4,FALSE)*$L380))","v":0},0,0,{"$f":"MIN(R380,S380,Summary!$D$14)","v":0},{"$f":"J380-(J380/(1+(Summary!$D$13))^(T380))","v":0}]
[null,382,"TND","STAT - BOIS ROW FOR 138 KV UPRATE TO 715 KCM ACSR","Transmission","\"\"","S",2009,1400000,1947638.6559946213,0,0,0,{"$f":"IF(OR(G381=\"S\",G381=\"D\"),VLOOKUP(F381,'Component Capacity'!$C$8:$F$12,4,FALSE)*M381,IF(G381=\"W\",VLOOKUP(F381,'Component Capacity'!$C$16:$F$20,4,FALSE),\"OOPS\"))","v":0},0,0,{"$f":"IF((VLOOKUP($C381,'Project Customer Details'!$B$6:$Q$1095,16,FALSE))<((VLOOKUP($C381,'Project Customer Details'!$B$6:$Q$1095,4,FALSE)*$L381)),VLOOKUP($C381,'Project Customer Details'!$B$6:$Q$1095,16,FALSE), (VLOOKUP($C381,'Project Customer Details'!$B$6:$Q$1095,4,FALSE)*$L381))","v":0},0,0,{"$f":"MIN(R381,S381,Summary!$D$14)","v":0},{"$f":"J381-(J381/(1+(Summary!$D$13))^(T381))","v":0}]
[null,383,"VALE T-061","COJN-ONJN TNEW ADD 69 KV LINE","Transmission","C","S",2010,3250000,4407927.6065408755,42.741964286453857,43.363107556921157,40,{"$f":"IF(OR(G382=\"S\",G382=\"D\"),VLOOKUP(F382,'Component Capacity'!$C$8:$F$12,4,FALSE)*M382,IF(G382=\"W\",VLOOKUP(F382,'Component Capacity'!$C$16:$F$20,4,FALSE),\"OOPS\"))","v":44.444444444444443},0.03,1.2000000000000028,{"$f":"IF((VLOOKUP($C382,'Project Customer Details'!$B$6:$Q$1095,16,FALSE))<((VLOOKUP($C382,'Project Customer Details'!$B$6:$Q$1095,4,FALSE)*$L382)),VLOOKUP($C382,'Project Customer Details'!$B$6:$Q$1095,16,FALSE), (VLOOKUP($C382,'Project Customer Details'!$B$6:$Q$1095,4,FALSE)*$L382))","v":0},0,1,{"$f":"MIN(R382,S382,Summary!$D$14)","v":0},{"$f":"J382-(J382/(1+(Summary!$D$13))^(T382))","v":0}]
[null,384,"TND","BLPR-PERL #2 Obtain ROW 4 mile double circuit in and out  to Pearl","Transmission","\"\"","S",2008,6238.97,8902.7157044540909,0,0,0,{"$f":"IF(OR(G383=\"S\",G383=\"D\"),VLOOKUP(F383,'Component Capacity'!$C$8:$F$12,4,FALSE)*M383,IF(G383=\"W\",VLOOKUP(F383,'Component Capacity'!$C$16:$F$20,4,FALSE),\"OOPS\"))","v":0},0,0,{"$f":"IF((VLOOKUP($C383,'Project Customer Details'!$B$6:$Q$1095,16,FALSE))<((VLOOKUP($C383,'Project Customer Details'!$B$6:$Q$1095,4,FALSE)*$L383)),VLOOKUP($C383,'Project Customer Details'!$B$6:$Q$1095,16,FALSE), (VLOOKUP($C383,'Project Customer Details'!$B$6:$Q$1095,4,FALSE)*$L383))","v":0},0,0,{"$f":"MIN(R383,S383,Summary!$D$14)","v":0},{"$f":"J383-(J383/(1+(Summary!$D$13))^(T383))","v":0}]
[null,385,"TND","B2H Permitting & Pre-construction","Transmission","\"\"","S",2026,37418391,37418391,0,0,0,{"$f":"IF(OR(G384=\"S\",G384=\"D\"),VLOOKUP(F384,'Component Capacity'!$C$8:$F$12,4,FALSE)*M384,IF(G384=\"W\",VLOOKUP(F384,'Component Capacity'!$C$16:$F$20,4,FALSE),\"OOPS\"))","v":0},0,0,{"$f":"IF((VLOOKUP($C384,'Project Customer Details'!$B$6:$Q$1095,16,FALSE))<((VLOOKUP($C384,'Project Customer Details'!$B$6:$Q$1095,4,FALSE)*$L384)),VLOOKUP($C384,'Project Customer Details'!$B$6:$Q$1095,16,FALSE), (VLOOKUP($C384,'Project Customer Details'!$B$6:$Q$1095,4,FALSE)*$L384))","v":0},0,0,{"$f":"MIN(R384,S384,Summary!$D$14)","v":0},{"$f":"J384-(J384/(1+(Summary!$D$13))^(T384))","v":0}]
[null,386,"TND","300 mile boardman to Hemingway 500 kV Project","Transmission","\"\"","S",2026,374127172,374127172,0,0,0,{"$f":"IF(OR(G385=\"S\",G385=\"D\"),VLOOKUP(F385,'Component Capacity'!$C$8:$F$12,4,FALSE)*M385,IF(G385=\"W\",VLOOKUP(F385,'Component Capacity'!$C$16:$F$20,4,FALSE),\"OOPS\"))","v":0},0,0,{"$f":"IF((VLOOKUP($C385,'Project Customer Details'!$B$6:$Q$1095,16,FALSE))<((VLOOKUP($C385,'Project Customer Details'!$B$6:$Q$1095,4,FALSE)*$L385)),VLOOKUP($C385,'Project Customer Details'!$B$6:$Q$1095,16,FALSE), (VLOOKUP($C385,'Project Customer Details'!$B$6:$Q$1095,4,FALSE)*$L385))","v":0},0,0,{"$f":"MIN(R385,S385,Summary!$D$14)","v":0},{"$f":"J385-(J385/(1+(Summary!$D$13))^(T385))","v":0}]
[null,387,"TND","Add OBPR-LOLO 230 kV line series reactor","Transmission","\"\"","S",2007,750000,1097741.6157556218,0,0,0,{"$f":"IF(OR(G386=\"S\",G386=\"D\"),VLOOKUP(F386,'Component Capacity'!$C$8:$F$12,4,FALSE)*M386,IF(G386=\"W\",VLOOKUP(F386,'Component Capacity'!$C$16:$F$20,4,FALSE),\"OOPS\"))","v":0},0,0,{"$f":"IF((VLOOKUP($C386,'Project Customer Details'!$B$6:$Q$1095,16,FALSE))<((VLOOKUP($C386,'Project Customer Details'!$B$6:$Q$1095,4,FALSE)*$L386)),VLOOKUP($C386,'Project Customer Details'!$B$6:$Q$1095,16,FALSE), (VLOOKUP($C386,'Project Customer Details'!$B$6:$Q$1095,4,FALSE)*$L386))","v":0},0,0,{"$f":"MIN(R386,S386,Summary!$D$14)","v":0},{"$f":"J386-(J386/(1+(Summary!$D$13))^(T386))","v":0}]
[null,388,"TND","ADEL - Borah West Upgrade Project - Install Fiber Communications Facilities","Transmission","\"\"","S",2007,150000,219548.32315112438,0,0,0,{"$f":"IF(OR(G387=\"S\",G387=\"D\"),VLOOKUP(F387,'Component Capacity'!$C$8:$F$12,4,FALSE)*M387,IF(G387=\"W\",VLOOKUP(F387,'Component Capacity'!$C$16:$F$20,4,FALSE),\"OOPS\"))","v":0},0,0,{"$f":"IF((VLOOKUP($C387,'Project Customer Details'!$B$6:$Q$1095,16,FALSE))<((VLOOKUP($C387,'Project Customer Details'!$B$6:$Q$1095,4,FALSE)*$L387)),VLOOKUP($C387,'Project Customer Details'!$B$6:$Q$1095,16,FALSE), (VLOOKUP($C387,'Project Customer Details'!$B$6:$Q$1095,4,FALSE)*$L387))","v":0},0,0,{"$f":"MIN(R387,S387,Summary!$D$14)","v":0},{"$f":"J387-(J387/(1+(Summary!$D$13))^(T387))","v":0}]
[null,389,"TND","Communications Upgrades-DNPR Generation Addition","Transmission","\"\"","S",2008,449736.59,641752.88591877033,0,0,0,{"$f":"IF(OR(G388=\"S\",G388=\"D\"),VLOOKUP(F388,'Component Capacity'!$C$8:$F$12,4,FALSE)*M388,IF(G388=\"W\",VLOOKUP(F388,'Component Capacity'!$C$16:$F$20,4,FALSE),\"OOPS\"))","v":0},0,0,{"$f":"IF((VLOOKUP($C388,'Project Customer Details'!$B$6:$Q$1095,16,FALSE))<((VLOOKUP($C388,'Project Customer Details'!$B$6:$Q$1095,4,FALSE)*$L388)),VLOOKUP($C388,'Project Customer Details'!$B$6:$Q$1095,16,FALSE), (VLOOKUP($C388,'Project Customer Details'!$B$6:$Q$1095,4,FALSE)*$L388))","v":0},0,0,{"$f":"MIN(R388,S388,Summary!$D$14)","v":0},{"$f":"J388-(J388/(1+(Summary!$D$13))^(T388))","v":0}]
[null,390,"TND","Microwave Improvements for Elkhorn Wind Project","Transmission","\"\"","S",2007,90000,131728.99389067464,0,0,0,{"$f":"IF(OR(G389=\"S\",G389=\"D\"),VLOOKUP(F389,'Component Capacity'!$C$8:$F$12,4,FALSE)*M389,IF(G389=\"W\",VLOOKUP(F389,'Component Capacity'!$C$16:$F$20,4,FALSE),\"OOPS\"))","v":0},0,0,{"$f":"IF((VLOOKUP($C389,'Project Customer Details'!$B$6:$Q$1095,16,FALSE))<((VLOOKUP($C389,'Project Customer Details'!$B$6:$Q$1095,4,FALSE)*$L389)),VLOOKUP($C389,'Project Customer Details'!$B$6:$Q$1095,16,FALSE), (VLOOKUP($C389,'Project Customer Details'!$B$6:$Q$1095,4,FALSE)*$L389))","v":0},0,0,{"$f":"MIN(R389,S389,Summary!$D$14)","v":0},{"$f":"J389-(J389/(1+(Summary!$D$13))^(T389))","v":0}]
[null,391,"TND","Install Microwave Reflector at North Powder Reflector (NPRF)","Transmission","\"\"","S",2007,175000,256139.71034297845,0,0,0,{"$f":"IF(OR(G390=\"S\",G390=\"D\"),VLOOKUP(F390,'Component Capacity'!$C$8:$F$12,4,FALSE)*M390,IF(G390=\"W\",VLOOKUP(F390,'Component Capacity'!$C$16:$F$20,4,FALSE),\"OOPS\"))","v":0},0,0,{"$f":"IF((VLOOKUP($C390,'Project Customer Details'!$B$6:$Q$1095,16,FALSE))<((VLOOKUP($C390,'Project Customer Details'!$B$6:$Q$1095,4,FALSE)*$L390)),VLOOKUP($C390,'Project Customer Details'!$B$6:$Q$1095,16,FALSE), (VLOOKUP($C390,'Project Customer Details'!$B$6:$Q$1095,4,FALSE)*$L390))","v":0},0,{"$f":"IF(L390<N390,CEILING(LN((N390)/L390)/LN(1+O390),1),0)","v":0},{"$f":"MIN(R390,S390,Summary!$D$14)","v":0},{"$f":"J390-(J390/(1+(Summary!$D$13))^(T390))","v":0}]
[null,392,"TND","Communications Upgrades-DNPR Generator Addition","Transmission","\"\"","S",2008,449736.59,641752.88591877033,0,0,0,{"$f":"IF(OR(G391=\"S\",G391=\"D\"),VLOOKUP(F391,'Component Capacity'!$C$8:$F$12,4,FALSE)*M391,IF(G391=\"W\",VLOOKUP(F391,'Component Capacity'!$C$16:$F$20,4,FALSE),\"OOPS\"))","v":0},0,0,{"$f":"IF((VLOOKUP($C391,'Project Customer Details'!$B$6:$Q$1095,16,FALSE))<((VLOOKUP($C391,'Project Customer Details'!$B$6:$Q$1095,4,FALSE)*$L391)),VLOOKUP($C391,'Project Customer Details'!$B$6:$Q$1095,16,FALSE), (VLOOKUP($C391,'Project Customer Details'!$B$6:$Q$1095,4,FALSE)*$L391))","v":0},0,0,{"$f":"MIN(R391,S391,Summary!$D$14)","v":0},{"$f":"J391-(J391/(1+(Summary!$D$13))^(T391))","v":0}]
[null,393,"TND","Install a 230/138 kV tie bank","Transmission","\"\"","S",2008,2080720,2969089.2279609796,0,0,0,{"$f":"IF(OR(G392=\"S\",G392=\"D\"),VLOOKUP(F392,'Component Capacity'!$C$8:$F$12,4,FALSE)*M392,IF(G392=\"W\",VLOOKUP(F392,'Component Capacity'!$C$16:$F$20,4,FALSE),\"OOPS\"))","v":0},0,0,{"$f":"IF((VLOOKUP($C392,'Project Customer Details'!$B$6:$Q$1095,16,FALSE))<((VLOOKUP($C392,'Project Customer Details'!$B$6:$Q$1095,4,FALSE)*$L392)),VLOOKUP($C392,'Project Customer Details'!$B$6:$Q$1095,16,FALSE), (VLOOKUP($C392,'Project Customer Details'!$B$6:$Q$1095,4,FALSE)*$L392))","v":0},0,0,{"$f":"MIN(R392,S392,Summary!$D$14)","v":0},{"$f":"J392-(J392/(1+(Summary!$D$13))^(T392))","v":0}]
[null,394,"TND","Replace 795 MCM ACSR Jumpers on MNJ1 terminal","Transmission","\"\"","S",2010,20000,27125.708347943848,0,0,0,{"$f":"IF(OR(G393=\"S\",G393=\"D\"),VLOOKUP(F393,'Component Capacity'!$C$8:$F$12,4,FALSE)*M393,IF(G393=\"W\",VLOOKUP(F393,'Component Capacity'!$C$16:$F$20,4,FALSE),\"OOPS\"))","v":0},0,0,{"$f":"IF((VLOOKUP($C393,'Project Customer Details'!$B$6:$Q$1095,16,FALSE))<((VLOOKUP($C393,'Project Customer Details'!$B$6:$Q$1095,4,FALSE)*$L393)),VLOOKUP($C393,'Project Customer Details'!$B$6:$Q$1095,16,FALSE), (VLOOKUP($C393,'Project Customer Details'!$B$6:$Q$1095,4,FALSE)*$L393))","v":0},0,0,{"$f":"MIN(R393,S393,Summary!$D$14)","v":0},{"$f":"J393-(J393/(1+(Summary!$D$13))^(T393))","v":0}]
[null,395,"TND","Reconfigure Substation - Connect to Justice-DRAM 230 kV line","Transmission","\"\"","S",2015,100000,119455.12960992307,0,0,0,{"$f":"IF(OR(G394=\"S\",G394=\"D\"),VLOOKUP(F394,'Component Capacity'!$C$8:$F$12,4,FALSE)*M394,IF(G394=\"W\",VLOOKUP(F394,'Component Capacity'!$C$16:$F$20,4,FALSE),\"OOPS\"))","v":0},0,0,{"$f":"IF((VLOOKUP($C394,'Project Customer Details'!$B$6:$Q$1095,16,FALSE))<((VLOOKUP($C394,'Project Customer Details'!$B$6:$Q$1095,4,FALSE)*$L394)),VLOOKUP($C394,'Project Customer Details'!$B$6:$Q$1095,16,FALSE), (VLOOKUP($C394,'Project Customer Details'!$B$6:$Q$1095,4,FALSE)*$L394))","v":0},0,0,{"$f":"MIN(R394,S394,Summary!$D$14)","v":0},{"$f":"J394-(J394/(1+(Summary!$D$13))^(T394))","v":0}]
[null,396,"TND","VARI- Distribution work (relocation, etc) under the MCAL-LKFK line","Transmission","\"\"","W",2007,93478.44,136820.23168521994,0,0,0,{"$f":"IF(OR(G395=\"S\",G395=\"D\"),VLOOKUP(F395,'Component Capacity'!$C$8:$F$12,4,FALSE)*M395,IF(G395=\"W\",VLOOKUP(F395,'Component Capacity'!$C$16:$F$20,4,FALSE),\"OOPS\"))","v":0},0,0,{"$f":"IF((VLOOKUP($C395,'Project Customer Details'!$B$6:$Q$1095,16,FALSE))<((VLOOKUP($C395,'Project Customer Details'!$B$6:$Q$1095,4,FALSE)*$L395)),VLOOKUP($C395,'Project Customer Details'!$B$6:$Q$1095,16,FALSE), (VLOOKUP($C395,'Project Customer Details'!$B$6:$Q$1095,4,FALSE)*$L395))","v":0},0,0,{"$f":"MIN(R395,S395,Summary!$D$14)","v":0},{"$f":"J395-(J395/(1+(Summary!$D$13))^(T395))","v":0}]
[null,397,"TND","Elkhorn Wind Generation - Transmission Station","Transmission","\"\"","S",2007,2500000,3659138.7191854063,0,0,0,{"$f":"IF(OR(G396=\"S\",G396=\"D\"),VLOOKUP(F396,'Component Capacity'!$C$8:$F$12,4,FALSE)*M396,IF(G396=\"W\",VLOOKUP(F396,'Component Capacity'!$C$16:$F$20,4,FALSE),\"OOPS\"))","v":0},0,0,{"$f":"IF((VLOOKUP($C396,'Project Customer Details'!$B$6:$Q$1095,16,FALSE))<((VLOOKUP($C396,'Project Customer Details'!$B$6:$Q$1095,4,FALSE)*$L396)),VLOOKUP($C396,'Project Customer Details'!$B$6:$Q$1095,16,FALSE), (VLOOKUP($C396,'Project Customer Details'!$B$6:$Q$1095,4,FALSE)*$L396))","v":0},0,0,{"$f":"MIN(R396,S396,Summary!$D$14)","v":0},{"$f":"J396-(J396/(1+(Summary!$D$13))^(T396))","v":0}]
[null,398,"TND","Upgrade Danskin 138 kV terminal","Transmission","\"\"","S",2009,85000,118249.48982824487,0,0,0,{"$f":"IF(OR(G397=\"S\",G397=\"D\"),VLOOKUP(F397,'Component Capacity'!$C$8:$F$12,4,FALSE)*M397,IF(G397=\"W\",VLOOKUP(F397,'Component Capacity'!$C$16:$F$20,4,FALSE),\"OOPS\"))","v":0},0,0,{"$f":"IF((VLOOKUP($C397,'Project Customer Details'!$B$6:$Q$1095,16,FALSE))<((VLOOKUP($C397,'Project Customer Details'!$B$6:$Q$1095,4,FALSE)*$L397)),VLOOKUP($C397,'Project Customer Details'!$B$6:$Q$1095,16,FALSE), (VLOOKUP($C397,'Project Customer Details'!$B$6:$Q$1095,4,FALSE)*$L397))","v":0},0,0,{"$f":"MIN(R397,S397,Summary!$D$14)","v":0},{"$f":"J397-(J397/(1+(Summary!$D$13))^(T397))","v":0}]
[null,399,"TND","Add 75 Mvar 230 kV shunt capacitor","Transmission","\"\"","S",2008,925000,1319931.339086425,0,0,0,{"$f":"IF(OR(G398=\"S\",G398=\"D\"),VLOOKUP(F398,'Component Capacity'!$C$8:$F$12,4,FALSE)*M398,IF(G398=\"W\",VLOOKUP(F398,'Component Capacity'!$C$16:$F$20,4,FALSE),\"OOPS\"))","v":0},0,0,{"$f":"IF((VLOOKUP($C398,'Project Customer Details'!$B$6:$Q$1095,16,FALSE))<((VLOOKUP($C398,'Project Customer Details'!$B$6:$Q$1095,4,FALSE)*$L398)),VLOOKUP($C398,'Project Customer Details'!$B$6:$Q$1095,16,FALSE), (VLOOKUP($C398,'Project Customer Details'!$B$6:$Q$1095,4,FALSE)*$L398))","v":0},0,0,{"$f":"MIN(R398,S398,Summary!$D$14)","v":0},{"$f":"J398-(J398/(1+(Summary!$D$13))^(T398))","v":0}]
[null,400,"TND","Increase C231 ampacity rating ","Transmission","\"\"","S",2008,190000,271121.03181234677,0,0,0,{"$f":"IF(OR(G399=\"S\",G399=\"D\"),VLOOKUP(F399,'Component Capacity'!$C$8:$F$12,4,FALSE)*M399,IF(G399=\"W\",VLOOKUP(F399,'Component Capacity'!$C$16:$F$20,4,FALSE),\"OOPS\"))","v":0},0,0,{"$f":"IF((VLOOKUP($C399,'Project Customer Details'!$B$6:$Q$1095,16,FALSE))<((VLOOKUP($C399,'Project Customer Details'!$B$6:$Q$1095,4,FALSE)*$L399)),VLOOKUP($C399,'Project Customer Details'!$B$6:$Q$1095,16,FALSE), (VLOOKUP($C399,'Project Customer Details'!$B$6:$Q$1095,4,FALSE)*$L399))","v":0},0,0,{"$f":"MIN(R399,S399,Summary!$D$14)","v":0},{"$f":"J399-(J399/(1+(Summary!$D$13))^(T399))","v":0}]
[null,401,"VALE T-061","ONTO, ADD 69 KV LINE BAY FOR CARO 69 KV LINE","Transmission","C","S",2010,184836.89,250691.57850404896,42.741964286453857,43.363107556921157,40,{"$f":"IF(OR(G400=\"S\",G400=\"D\"),VLOOKUP(F400,'Component Capacity'!$C$8:$F$12,4,FALSE)*M400,IF(G400=\"W\",VLOOKUP(F400,'Component Capacity'!$C$16:$F$20,4,FALSE),\"OOPS\"))","v":44.444444444444443},0.03,1.2000000000000028,{"$f":"IF((VLOOKUP($C400,'Project Customer Details'!$B$6:$Q$1095,16,FALSE))<((VLOOKUP($C400,'Project Customer Details'!$B$6:$Q$1095,4,FALSE)*$L400)),VLOOKUP($C400,'Project Customer Details'!$B$6:$Q$1095,16,FALSE), (VLOOKUP($C400,'Project Customer Details'!$B$6:$Q$1095,4,FALSE)*$L400))","v":0},0,1,{"$f":"MIN(R400,S400,Summary!$D$14)","v":0},{"$f":"J400-(J400/(1+(Summary!$D$13))^(T400))","v":0}]
[null,402,"VALE T-061","ONTO-020 Rebuild to accommodate new transmission line","Transmission","C","S",2011,128427.73,169816.79534463759,42.741964286453857,43.363107556921157,40,{"$f":"IF(OR(G401=\"S\",G401=\"D\"),VLOOKUP(F401,'Component Capacity'!$C$8:$F$12,4,FALSE)*M401,IF(G401=\"W\",VLOOKUP(F401,'Component Capacity'!$C$16:$F$20,4,FALSE),\"OOPS\"))","v":44.444444444444443},0.03,1.2000000000000028,{"$f":"IF((VLOOKUP($C401,'Project Customer Details'!$B$6:$Q$1095,16,FALSE))<((VLOOKUP($C401,'Project Customer Details'!$B$6:$Q$1095,4,FALSE)*$L401)),VLOOKUP($C401,'Project Customer Details'!$B$6:$Q$1095,16,FALSE), (VLOOKUP($C401,'Project Customer Details'!$B$6:$Q$1095,4,FALSE)*$L401))","v":0},0,1,{"$f":"MIN(R401,S401,Summary!$D$14)","v":0},{"$f":"J401-(J401/(1+(Summary!$D$13))^(T401))","v":0}]
[null,403,"NYSA T-061","ONTO-CARO 69kV to 138kV Conversion","Transmission","C","S",2024,2192284,2192284,42.619636698896016,42.686450559709257,40,{"$f":"IF(OR(G402=\"S\",G402=\"D\"),VLOOKUP(F402,'Component Capacity'!$C$8:$F$12,4,FALSE)*M402,IF(G402=\"W\",VLOOKUP(F402,'Component Capacity'!$C$16:$F$20,4,FALSE),\"OOPS\"))","v":44.444444444444443},0.03,2.6196366988960187,{"$f":"IF((VLOOKUP($C402,'Project Customer Details'!$B$6:$Q$1095,16,FALSE))<((VLOOKUP($C402,'Project Customer Details'!$B$6:$Q$1095,4,FALSE)*$L402)),VLOOKUP($C402,'Project Customer Details'!$B$6:$Q$1095,16,FALSE), (VLOOKUP($C402,'Project Customer Details'!$B$6:$Q$1095,4,FALSE)*$L402))","v":0},0,2,{"$f":"MIN(R402,S402,Summary!$D$14)","v":0},{"$f":"J402-(J402/(1+(Summary!$D$13))^(T402))","v":0}]
[null,404,"TND","Communications Upgrades-DNPR Generator Addition","Transmission","\"\"","S",2008,20000,28539.055980247027,0,0,0,{"$f":"IF(OR(G403=\"S\",G403=\"D\"),VLOOKUP(F403,'Component Capacity'!$C$8:$F$12,4,FALSE)*M403,IF(G403=\"W\",VLOOKUP(F403,'Component Capacity'!$C$16:$F$20,4,FALSE),\"OOPS\"))","v":0},0,0,{"$f":"IF((VLOOKUP($C403,'Project Customer Details'!$B$6:$Q$1095,16,FALSE))<((VLOOKUP($C403,'Project Customer Details'!$B$6:$Q$1095,4,FALSE)*$L403)),VLOOKUP($C403,'Project Customer Details'!$B$6:$Q$1095,16,FALSE), (VLOOKUP($C403,'Project Customer Details'!$B$6:$Q$1095,4,FALSE)*$L403))","v":0},0,0,{"$f":"MIN(R403,S403,Summary!$D$14)","v":0},{"$f":"J403-(J403/(1+(Summary!$D$13))^(T403))","v":0}]
[null,405,"TND","Communications Upgrades-DNPR Generation Addition","Transmission","\"\"","S",2008,30000,42808.583970370542,0,0,0,{"$f":"IF(OR(G404=\"S\",G404=\"D\"),VLOOKUP(F404,'Component Capacity'!$C$8:$F$12,4,FALSE)*M404,IF(G404=\"W\",VLOOKUP(F404,'Component Capacity'!$C$16:$F$20,4,FALSE),\"OOPS\"))","v":0},0,0,{"$f":"IF((VLOOKUP($C404,'Project Customer Details'!$B$6:$Q$1095,16,FALSE))<((VLOOKUP($C404,'Project Customer Details'!$B$6:$Q$1095,4,FALSE)*$L404)),VLOOKUP($C404,'Project Customer Details'!$B$6:$Q$1095,16,FALSE), (VLOOKUP($C404,'Project Customer Details'!$B$6:$Q$1095,4,FALSE)*$L404))","v":0},0,0,{"$f":"MIN(R404,S404,Summary!$D$14)","v":0},{"$f":"J404-(J404/(1+(Summary!$D$13))^(T404))","v":0}]
[null,406,"TND","Install 230 kV line terminal for BMPR-DNPR 230 kV line","Transmission","\"\"","S",2008,184836.89,263753.51754623814,0,0,0,{"$f":"IF(OR(G405=\"S\",G405=\"D\"),VLOOKUP(F405,'Component Capacity'!$C$8:$F$12,4,FALSE)*M405,IF(G405=\"W\",VLOOKUP(F405,'Component Capacity'!$C$16:$F$20,4,FALSE),\"OOPS\"))","v":0},0,0,{"$f":"IF((VLOOKUP($C405,'Project Customer Details'!$B$6:$Q$1095,16,FALSE))<((VLOOKUP($C405,'Project Customer Details'!$B$6:$Q$1095,4,FALSE)*$L405)),VLOOKUP($C405,'Project Customer Details'!$B$6:$Q$1095,16,FALSE), (VLOOKUP($C405,'Project Customer Details'!$B$6:$Q$1095,4,FALSE)*$L405))","v":0},0,0,{"$f":"MIN(R405,S405,Summary!$D$14)","v":0},{"$f":"J405-(J405/(1+(Summary!$D$13))^(T405))","v":0}]
[null,407,"TND","Communications Upgrades-DNPR Generator Addition","Transmission","\"\"","S",2008,20000,28539.055980247027,0,0,0,{"$f":"IF(OR(G406=\"S\",G406=\"D\"),VLOOKUP(F406,'Component Capacity'!$C$8:$F$12,4,FALSE)*M406,IF(G406=\"W\",VLOOKUP(F406,'Component Capacity'!$C$16:$F$20,4,FALSE),\"OOPS\"))","v":0},0,0,{"$f":"IF((VLOOKUP($C406,'Project Customer Details'!$B$6:$Q$1095,16,FALSE))<((VLOOKUP($C406,'Project Customer Details'!$B$6:$Q$1095,4,FALSE)*$L406)),VLOOKUP($C406,'Project Customer Details'!$B$6:$Q$1095,16,FALSE), (VLOOKUP($C406,'Project Customer Details'!$B$6:$Q$1095,4,FALSE)*$L406))","v":0},0,0,{"$f":"MIN(R406,S406,Summary!$D$14)","v":0},{"$f":"J406-(J406/(1+(Summary!$D$13))^(T406))","v":0}]
[null,408,"TND","Communications Upgrades-DNPR Generator Addition","Transmission","\"\"","S",2008,449736.59,641752.88591877033,0,0,0,{"$f":"IF(OR(G407=\"S\",G407=\"D\"),VLOOKUP(F407,'Component Capacity'!$C$8:$F$12,4,FALSE)*M407,IF(G407=\"W\",VLOOKUP(F407,'Component Capacity'!$C$16:$F$20,4,FALSE),\"OOPS\"))","v":0},0,0,{"$f":"IF((VLOOKUP($C407,'Project Customer Details'!$B$6:$Q$1095,16,FALSE))<((VLOOKUP($C407,'Project Customer Details'!$B$6:$Q$1095,4,FALSE)*$L407)),VLOOKUP($C407,'Project Customer Details'!$B$6:$Q$1095,16,FALSE), (VLOOKUP($C407,'Project Customer Details'!$B$6:$Q$1095,4,FALSE)*$L407))","v":0},0,0,{"$f":"MIN(R407,S407,Summary!$D$14)","v":0},{"$f":"J407-(J407/(1+(Summary!$D$13))^(T407))","v":0}]
[null,409,"TND","Reconfigure Substation - Connect to Justice-DRAM 230 kV line","Transmission","\"\"","S",2015,1000000,1194551.2960992306,0,0,0,{"$f":"IF(OR(G408=\"S\",G408=\"D\"),VLOOKUP(F408,'Component Capacity'!$C$8:$F$12,4,FALSE)*M408,IF(G408=\"W\",VLOOKUP(F408,'Component Capacity'!$C$16:$F$20,4,FALSE),\"OOPS\"))","v":0},0,0,{"$f":"IF((VLOOKUP($C408,'Project Customer Details'!$B$6:$Q$1095,16,FALSE))<((VLOOKUP($C408,'Project Customer Details'!$B$6:$Q$1095,4,FALSE)*$L408)),VLOOKUP($C408,'Project Customer Details'!$B$6:$Q$1095,16,FALSE), (VLOOKUP($C408,'Project Customer Details'!$B$6:$Q$1095,4,FALSE)*$L408))","v":0},0,0,{"$f":"MIN(R408,S408,Summary!$D$14)","v":0},{"$f":"J408-(J408/(1+(Summary!$D$13))^(T408))","v":0}]
[null,410,"TND","Purchase land for Hemingway substation","Transmission","\"\"","S",2008,2470054.29,3524650.8828279665,0,0,0,{"$f":"IF(OR(G409=\"S\",G409=\"D\"),VLOOKUP(F409,'Component Capacity'!$C$8:$F$12,4,FALSE)*M409,IF(G409=\"W\",VLOOKUP(F409,'Component Capacity'!$C$16:$F$20,4,FALSE),\"OOPS\"))","v":0},0,0,{"$f":"IF((VLOOKUP($C409,'Project Customer Details'!$B$6:$Q$1095,16,FALSE))<((VLOOKUP($C409,'Project Customer Details'!$B$6:$Q$1095,4,FALSE)*$L409)),VLOOKUP($C409,'Project Customer Details'!$B$6:$Q$1095,16,FALSE), (VLOOKUP($C409,'Project Customer Details'!$B$6:$Q$1095,4,FALSE)*$L409))","v":0},{"$f":"IF((L409-Q409)<M409,CEILING(LN((M409+Q409)/L409)/LN(1+O409),1),0)","v":0},0,{"$f":"MIN(R409,S409,Summary!$D$14)","v":0},{"$f":"J409-(J409/(1+(Summary!$D$13))^(T409))","v":0}]
[null,411,"TND","Build Hemingway 500/230 kV substation","Transmission","\"\"","S",2010,25767917.289999999,34948650.45712398,0,0,0,{"$f":"IF(OR(G410=\"S\",G410=\"D\"),VLOOKUP(F410,'Component Capacity'!$C$8:$F$12,4,FALSE)*M410,IF(G410=\"W\",VLOOKUP(F410,'Component Capacity'!$C$16:$F$20,4,FALSE),\"OOPS\"))","v":0},0,0,{"$f":"IF((VLOOKUP($C410,'Project Customer Details'!$B$6:$Q$1095,16,FALSE))<((VLOOKUP($C410,'Project Customer Details'!$B$6:$Q$1095,4,FALSE)*$L410)),VLOOKUP($C410,'Project Customer Details'!$B$6:$Q$1095,16,FALSE), (VLOOKUP($C410,'Project Customer Details'!$B$6:$Q$1095,4,FALSE)*$L410))","v":0},0,0,{"$f":"MIN(R410,S410,Summary!$D$14)","v":0},{"$f":"J410-(J410/(1+(Summary!$D$13))^(T410))","v":0}]
[null,412,"TND","Replace condenser control system and PLC    ","Transmission","\"\"","S",2008,875000,1248583.6991358076,0,0,0,{"$f":"IF(OR(G411=\"S\",G411=\"D\"),VLOOKUP(F411,'Component Capacity'!$C$8:$F$12,4,FALSE)*M411,IF(G411=\"W\",VLOOKUP(F411,'Component Capacity'!$C$16:$F$20,4,FALSE),\"OOPS\"))","v":0},0,0,{"$f":"IF((VLOOKUP($C411,'Project Customer Details'!$B$6:$Q$1095,16,FALSE))<((VLOOKUP($C411,'Project Customer Details'!$B$6:$Q$1095,4,FALSE)*$L411)),VLOOKUP($C411,'Project Customer Details'!$B$6:$Q$1095,16,FALSE), (VLOOKUP($C411,'Project Customer Details'!$B$6:$Q$1095,4,FALSE)*$L411))","v":0},0,0,{"$f":"MIN(R411,S411,Summary!$D$14)","v":0},{"$f":"J411-(J411/(1+(Summary!$D$13))^(T411))","v":0}]
[null,413,"TND","Install  three 230 kV line terminals for DNPR, BOBN, CDWL lines","Transmission","\"\"","S",2009,184836.89,257139.62286987551,0,0,0,{"$f":"IF(OR(G412=\"S\",G412=\"D\"),VLOOKUP(F412,'Component Capacity'!$C$8:$F$12,4,FALSE)*M412,IF(G412=\"W\",VLOOKUP(F412,'Component Capacity'!$C$16:$F$20,4,FALSE),\"OOPS\"))","v":0},0,0,{"$f":"IF((VLOOKUP($C412,'Project Customer Details'!$B$6:$Q$1095,16,FALSE))<((VLOOKUP($C412,'Project Customer Details'!$B$6:$Q$1095,4,FALSE)*$L412)),VLOOKUP($C412,'Project Customer Details'!$B$6:$Q$1095,16,FALSE), (VLOOKUP($C412,'Project Customer Details'!$B$6:$Q$1095,4,FALSE)*$L412))","v":0},0,0,{"$f":"MIN(R412,S412,Summary!$D$14)","v":0},{"$f":"J412-(J412/(1+(Summary!$D$13))^(T412))","v":0}]
[null,414,"TND","Add fiber optic communications to Hubbard station","Transmission","\"\"","S",2010,300000,406885.62521915772,0,0,0,{"$f":"IF(OR(G413=\"S\",G413=\"D\"),VLOOKUP(F413,'Component Capacity'!$C$8:$F$12,4,FALSE)*M413,IF(G413=\"W\",VLOOKUP(F413,'Component Capacity'!$C$16:$F$20,4,FALSE),\"OOPS\"))","v":0},0,0,{"$f":"IF((VLOOKUP($C413,'Project Customer Details'!$B$6:$Q$1095,16,FALSE))<((VLOOKUP($C413,'Project Customer Details'!$B$6:$Q$1095,4,FALSE)*$L413)),VLOOKUP($C413,'Project Customer Details'!$B$6:$Q$1095,16,FALSE), (VLOOKUP($C413,'Project Customer Details'!$B$6:$Q$1095,4,FALSE)*$L413))","v":0},0,0,{"$f":"MIN(R413,S413,Summary!$D$14)","v":0},{"$f":"J413-(J413/(1+(Summary!$D$13))^(T413))","v":0}]
[null,415,"TND","HBRD-Hemingway 230 kV Line Terminal","Transmission","\"\"","S",2025,780000,780000,0,0,0,{"$f":"IF(OR(G414=\"S\",G414=\"D\"),VLOOKUP(F414,'Component Capacity'!$C$8:$F$12,4,FALSE)*M414,IF(G414=\"W\",VLOOKUP(F414,'Component Capacity'!$C$16:$F$20,4,FALSE),\"OOPS\"))","v":0},0,0,{"$f":"IF((VLOOKUP($C414,'Project Customer Details'!$B$6:$Q$1095,16,FALSE))<((VLOOKUP($C414,'Project Customer Details'!$B$6:$Q$1095,4,FALSE)*$L414)),VLOOKUP($C414,'Project Customer Details'!$B$6:$Q$1095,16,FALSE), (VLOOKUP($C414,'Project Customer Details'!$B$6:$Q$1095,4,FALSE)*$L414))","v":0},0,0,{"$f":"MIN(R414,S414,Summary!$D$14)","v":0},{"$f":"J414-(J414/(1+(Summary!$D$13))^(T414))","v":0}]
[null,416,"TND","Acquire property for Sand Hollow substation","Transmission","\"\"","S",2008,1000000,1426952.7990123513,0,0,0,{"$f":"IF(OR(G415=\"S\",G415=\"D\"),VLOOKUP(F415,'Component Capacity'!$C$8:$F$12,4,FALSE)*M415,IF(G415=\"W\",VLOOKUP(F415,'Component Capacity'!$C$16:$F$20,4,FALSE),\"OOPS\"))","v":0},0,0,{"$f":"IF((VLOOKUP($C415,'Project Customer Details'!$B$6:$Q$1095,16,FALSE))<((VLOOKUP($C415,'Project Customer Details'!$B$6:$Q$1095,4,FALSE)*$L415)),VLOOKUP($C415,'Project Customer Details'!$B$6:$Q$1095,16,FALSE), (VLOOKUP($C415,'Project Customer Details'!$B$6:$Q$1095,4,FALSE)*$L415))","v":0},0,0,{"$f":"MIN(R415,S415,Summary!$D$14)","v":0},{"$f":"J415-(J415/(1+(Summary!$D$13))^(T415))","v":0}]
[null,417,"HAVN T-131","Add breakers for 46kV to 138kV conversion.","Transmission","C","S",2009,375000,521688.92571284506,42.586257485274245,43.081904586018901,40,{"$f":"IF(OR(G416=\"S\",G416=\"D\"),VLOOKUP(F416,'Component Capacity'!$C$8:$F$12,4,FALSE)*M416,IF(G416=\"W\",VLOOKUP(F416,'Component Capacity'!$C$16:$F$20,4,FALSE),\"OOPS\"))","v":44.444444444444443},0.03,2.5862574852742437,{"$f":"IF((VLOOKUP($C416,'Project Customer Details'!$B$6:$Q$1095,16,FALSE))<((VLOOKUP($C416,'Project Customer Details'!$B$6:$Q$1095,4,FALSE)*$L416)),VLOOKUP($C416,'Project Customer Details'!$B$6:$Q$1095,16,FALSE), (VLOOKUP($C416,'Project Customer Details'!$B$6:$Q$1095,4,FALSE)*$L416))","v":0},0,2,{"$f":"MIN(R416,S416,Summary!$D$14)","v":0},{"$f":"J416-(J416/(1+(Summary!$D$13))^(T416))","v":0}]
[null,418,"VALE T-061","Build Ontario Junction transmission station","Transmission","C","S",2008,184836.89,263753.51754623814,42.741964286453857,43.363107556921157,40,{"$f":"IF(OR(G417=\"S\",G417=\"D\"),VLOOKUP(F417,'Component Capacity'!$C$8:$F$12,4,FALSE)*M417,IF(G417=\"W\",VLOOKUP(F417,'Component Capacity'!$C$16:$F$20,4,FALSE),\"OOPS\"))","v":44.444444444444443},0.03,1.2000000000000028,{"$f":"IF((VLOOKUP($C417,'Project Customer Details'!$B$6:$Q$1095,16,FALSE))<((VLOOKUP($C417,'Project Customer Details'!$B$6:$Q$1095,4,FALSE)*$L417)),VLOOKUP($C417,'Project Customer Details'!$B$6:$Q$1095,16,FALSE), (VLOOKUP($C417,'Project Customer Details'!$B$6:$Q$1095,4,FALSE)*$L417))","v":0},0,1,{"$f":"MIN(R417,S417,Summary!$D$14)","v":0},{"$f":"J417-(J417/(1+(Summary!$D$13))^(T417))","v":0}]
[null,419,"TND","Wilson Peak  Build new microwave site","Transmission","\"\"","S",2008,1108000,1581063.7013056853,0,0,0,{"$f":"IF(OR(G418=\"S\",G418=\"D\"),VLOOKUP(F418,'Component Capacity'!$C$8:$F$12,4,FALSE)*M418,IF(G418=\"W\",VLOOKUP(F418,'Component Capacity'!$C$16:$F$20,4,FALSE),\"OOPS\"))","v":0},0,0,{"$f":"IF((VLOOKUP($C418,'Project Customer Details'!$B$6:$Q$1095,16,FALSE))<((VLOOKUP($C418,'Project Customer Details'!$B$6:$Q$1095,4,FALSE)*$L418)),VLOOKUP($C418,'Project Customer Details'!$B$6:$Q$1095,16,FALSE), (VLOOKUP($C418,'Project Customer Details'!$B$6:$Q$1095,4,FALSE)*$L418))","v":0},0,0,{"$f":"MIN(R418,S418,Summary!$D$14)","v":0},{"$f":"J418-(J418/(1+(Summary!$D$13))^(T418))","v":0}]
[null,420,"TND","TMRK COGEN, CONVERT TO NON-69 KV OPERATION","Transmission","\"\"","W",2008,81000,115583.17672000047,0,0,0,{"$f":"IF(OR(G419=\"S\",G419=\"D\"),VLOOKUP(F419,'Component Capacity'!$C$8:$F$12,4,FALSE)*M419,IF(G419=\"W\",VLOOKUP(F419,'Component Capacity'!$C$16:$F$20,4,FALSE),\"OOPS\"))","v":0},0,0,{"$f":"IF((VLOOKUP($C419,'Project Customer Details'!$B$6:$Q$1095,16,FALSE))<((VLOOKUP($C419,'Project Customer Details'!$B$6:$Q$1095,4,FALSE)*$L419)),VLOOKUP($C419,'Project Customer Details'!$B$6:$Q$1095,16,FALSE), (VLOOKUP($C419,'Project Customer Details'!$B$6:$Q$1095,4,FALSE)*$L419))","v":0},0,0,{"$f":"MIN(R419,S419,Summary!$D$14)","v":0},{"$f":"J419-(J419/(1+(Summary!$D$13))^(T419))","v":0}]
[null,421,"TND","BOMT-HBRD Add fiber optic communication path","Transmission","\"\"","S",2010,300000,406885.62521915772,0,0,0,{"$f":"IF(OR(G420=\"S\",G420=\"D\"),VLOOKUP(F420,'Component Capacity'!$C$8:$F$12,4,FALSE)*M420,IF(G420=\"W\",VLOOKUP(F420,'Component Capacity'!$C$16:$F$20,4,FALSE),\"OOPS\"))","v":0},0,0,{"$f":"IF((VLOOKUP($C420,'Project Customer Details'!$B$6:$Q$1095,16,FALSE))<((VLOOKUP($C420,'Project Customer Details'!$B$6:$Q$1095,4,FALSE)*$L420)),VLOOKUP($C420,'Project Customer Details'!$B$6:$Q$1095,16,FALSE), (VLOOKUP($C420,'Project Customer Details'!$B$6:$Q$1095,4,FALSE)*$L420))","v":0},0,0,{"$f":"MIN(R420,S420,Summary!$D$14)","v":0},{"$f":"J420-(J420/(1+(Summary!$D$13))^(T420))","v":0}]
[null,422,"TND","BOMT Relocate Kuna Mora 138 kV Line for Hemingway 230 kV Line","Transmission","\"\"","S",2010,100000,135628.54173971922,0,0,0,{"$f":"IF(OR(G421=\"S\",G421=\"D\"),VLOOKUP(F421,'Component Capacity'!$C$8:$F$12,4,FALSE)*M421,IF(G421=\"W\",VLOOKUP(F421,'Component Capacity'!$C$16:$F$20,4,FALSE),\"OOPS\"))","v":0},0,0,{"$f":"IF((VLOOKUP($C421,'Project Customer Details'!$B$6:$Q$1095,16,FALSE))<((VLOOKUP($C421,'Project Customer Details'!$B$6:$Q$1095,4,FALSE)*$L421)),VLOOKUP($C421,'Project Customer Details'!$B$6:$Q$1095,16,FALSE), (VLOOKUP($C421,'Project Customer Details'!$B$6:$Q$1095,4,FALSE)*$L421))","v":0},0,0,{"$f":"MIN(R421,S421,Summary!$D$14)","v":0},{"$f":"J421-(J421/(1+(Summary!$D$13))^(T421))","v":0}]
[null,423,"TND","BOBN Add frame relay for redundant HMWY EMS circuit","Transmission","\"\"","S",2010,15000,20344.281260957883,0,0,0,{"$f":"IF(OR(G422=\"S\",G422=\"D\"),VLOOKUP(F422,'Component Capacity'!$C$8:$F$12,4,FALSE)*M422,IF(G422=\"W\",VLOOKUP(F422,'Component Capacity'!$C$16:$F$20,4,FALSE),\"OOPS\"))","v":0},0,0,{"$f":"IF((VLOOKUP($C422,'Project Customer Details'!$B$6:$Q$1095,16,FALSE))<((VLOOKUP($C422,'Project Customer Details'!$B$6:$Q$1095,4,FALSE)*$L422)),VLOOKUP($C422,'Project Customer Details'!$B$6:$Q$1095,16,FALSE), (VLOOKUP($C422,'Project Customer Details'!$B$6:$Q$1095,4,FALSE)*$L422))","v":0},0,0,{"$f":"MIN(R422,S422,Summary!$D$14)","v":0},{"$f":"J422-(J422/(1+(Summary!$D$13))^(T422))","v":0}]
[null,424,"TND","AMPS 64 MW Upgrade Project","Transmission","\"\"","S",2010,6000000,8137712.5043831542,0,0,0,{"$f":"IF(OR(G423=\"S\",G423=\"D\"),VLOOKUP(F423,'Component Capacity'!$C$8:$F$12,4,FALSE)*M423,IF(G423=\"W\",VLOOKUP(F423,'Component Capacity'!$C$16:$F$20,4,FALSE),\"OOPS\"))","v":0},0,0,{"$f":"IF((VLOOKUP($C423,'Project Customer Details'!$B$6:$Q$1095,16,FALSE))<((VLOOKUP($C423,'Project Customer Details'!$B$6:$Q$1095,4,FALSE)*$L423)),VLOOKUP($C423,'Project Customer Details'!$B$6:$Q$1095,16,FALSE), (VLOOKUP($C423,'Project Customer Details'!$B$6:$Q$1095,4,FALSE)*$L423))","v":0},0,0,{"$f":"MIN(R423,S423,Summary!$D$14)","v":0},{"$f":"J423-(J423/(1+(Summary!$D$13))^(T423))","v":0}]
[null,425,"TND","MPSN-HBMW Add microwave antenna","Transmission","\"\"","S",2010,243664.16,330478.14695033623,0,0,0,{"$f":"IF(OR(G424=\"S\",G424=\"D\"),VLOOKUP(F424,'Component Capacity'!$C$8:$F$12,4,FALSE)*M424,IF(G424=\"W\",VLOOKUP(F424,'Component Capacity'!$C$16:$F$20,4,FALSE),\"OOPS\"))","v":0},0,0,{"$f":"IF((VLOOKUP($C424,'Project Customer Details'!$B$6:$Q$1095,16,FALSE))<((VLOOKUP($C424,'Project Customer Details'!$B$6:$Q$1095,4,FALSE)*$L424)),VLOOKUP($C424,'Project Customer Details'!$B$6:$Q$1095,16,FALSE), (VLOOKUP($C424,'Project Customer Details'!$B$6:$Q$1095,4,FALSE)*$L424))","v":0},0,0,{"$f":"MIN(R424,S424,Summary!$D$14)","v":0},{"$f":"J424-(J424/(1+(Summary!$D$13))^(T424))","v":0}]
[null,426,"TND","HBMW-MPSN Upgrade microwave ","Transmission","\"\"","S",2010,276758.51,375363.53125357506,0,0,0,{"$f":"IF(OR(G425=\"S\",G425=\"D\"),VLOOKUP(F425,'Component Capacity'!$C$8:$F$12,4,FALSE)*M425,IF(G425=\"W\",VLOOKUP(F425,'Component Capacity'!$C$16:$F$20,4,FALSE),\"OOPS\"))","v":0},0,0,{"$f":"IF((VLOOKUP($C425,'Project Customer Details'!$B$6:$Q$1095,16,FALSE))<((VLOOKUP($C425,'Project Customer Details'!$B$6:$Q$1095,4,FALSE)*$L425)),VLOOKUP($C425,'Project Customer Details'!$B$6:$Q$1095,16,FALSE), (VLOOKUP($C425,'Project Customer Details'!$B$6:$Q$1095,4,FALSE)*$L425))","v":0},0,0,{"$f":"MIN(R425,S425,Summary!$D$14)","v":0},{"$f":"J425-(J425/(1+(Summary!$D$13))^(T425))","v":0}]
[null,427,"TND","Add Carrier Blocking Scheme to TFPR Terminal","Transmission","\"\"","S",2011,180000,238009.52615167119,0,0,0,{"$f":"IF(OR(G426=\"S\",G426=\"D\"),VLOOKUP(F426,'Component Capacity'!$C$8:$F$12,4,FALSE)*M426,IF(G426=\"W\",VLOOKUP(F426,'Component Capacity'!$C$16:$F$20,4,FALSE),\"OOPS\"))","v":0},0,0,{"$f":"IF((VLOOKUP($C426,'Project Customer Details'!$B$6:$Q$1095,16,FALSE))<((VLOOKUP($C426,'Project Customer Details'!$B$6:$Q$1095,4,FALSE)*$L426)),VLOOKUP($C426,'Project Customer Details'!$B$6:$Q$1095,16,FALSE), (VLOOKUP($C426,'Project Customer Details'!$B$6:$Q$1095,4,FALSE)*$L426))","v":0},0,0,{"$f":"MIN(R426,S426,Summary!$D$14)","v":0},{"$f":"J426-(J426/(1+(Summary!$D$13))^(T426))","v":0}]
[null,428,"TND","Increase Danskin line terminal rating","Transmission","\"\"","S",2011,236000,312056.93428774667,0,0,0,{"$f":"IF(OR(G427=\"S\",G427=\"D\"),VLOOKUP(F427,'Component Capacity'!$C$8:$F$12,4,FALSE)*M427,IF(G427=\"W\",VLOOKUP(F427,'Component Capacity'!$C$16:$F$20,4,FALSE),\"OOPS\"))","v":0},0,0,{"$f":"IF((VLOOKUP($C427,'Project Customer Details'!$B$6:$Q$1095,16,FALSE))<((VLOOKUP($C427,'Project Customer Details'!$B$6:$Q$1095,4,FALSE)*$L427)),VLOOKUP($C427,'Project Customer Details'!$B$6:$Q$1095,16,FALSE), (VLOOKUP($C427,'Project Customer Details'!$B$6:$Q$1095,4,FALSE)*$L427))","v":0},0,0,{"$f":"MIN(R427,S427,Summary!$D$14)","v":0},{"$f":"J427-(J427/(1+(Summary!$D$13))^(T427))","v":0}]
[null,429,"TND","Build 230 kV station","Transmission","\"\"","S",2013,3205000,4028017.5405603279,0,0,0,{"$f":"IF(OR(G428=\"S\",G428=\"D\"),VLOOKUP(F428,'Component Capacity'!$C$8:$F$12,4,FALSE)*M428,IF(G428=\"W\",VLOOKUP(F428,'Component Capacity'!$C$16:$F$20,4,FALSE),\"OOPS\"))","v":0},0,0,{"$f":"IF((VLOOKUP($C428,'Project Customer Details'!$B$6:$Q$1095,16,FALSE))<((VLOOKUP($C428,'Project Customer Details'!$B$6:$Q$1095,4,FALSE)*$L428)),VLOOKUP($C428,'Project Customer Details'!$B$6:$Q$1095,16,FALSE), (VLOOKUP($C428,'Project Customer Details'!$B$6:$Q$1095,4,FALSE)*$L428))","v":0},0,0,{"$f":"MIN(R428,S428,Summary!$D$14)","v":0},{"$f":"J428-(J428/(1+(Summary!$D$13))^(T428))","v":0}]
[null,430,"TND","Longhorn Series Cap Bank and Shunt Reactors for B2H","Transmission","\"\"","S",2026,10000000,10000000,0,0,0,{"$f":"IF(OR(G429=\"S\",G429=\"D\"),VLOOKUP(F429,'Component Capacity'!$C$8:$F$12,4,FALSE)*M429,IF(G429=\"W\",VLOOKUP(F429,'Component Capacity'!$C$16:$F$20,4,FALSE),\"OOPS\"))","v":0},0,0,{"$f":"IF((VLOOKUP($C429,'Project Customer Details'!$B$6:$Q$1095,16,FALSE))<((VLOOKUP($C429,'Project Customer Details'!$B$6:$Q$1095,4,FALSE)*$L429)),VLOOKUP($C429,'Project Customer Details'!$B$6:$Q$1095,16,FALSE), (VLOOKUP($C429,'Project Customer Details'!$B$6:$Q$1095,4,FALSE)*$L429))","v":0},0,0,{"$f":"MIN(R429,S429,Summary!$D$14)","v":0},{"$f":"J429-(J429/(1+(Summary!$D$13))^(T429))","v":0}]
[null,431,"TND","JSTC Work at JSTC for changing RTSN 230 kV connection to JSTC-DRAM versus MPSN-BOBN No 2","Transmission","\"\"","S",2015,60037,71717.276163909512,0,0,0,{"$f":"IF(OR(G430=\"S\",G430=\"D\"),VLOOKUP(F430,'Component Capacity'!$C$8:$F$12,4,FALSE)*M430,IF(G430=\"W\",VLOOKUP(F430,'Component Capacity'!$C$16:$F$20,4,FALSE),\"OOPS\"))","v":0},0,0,{"$f":"IF((VLOOKUP($C430,'Project Customer Details'!$B$6:$Q$1095,16,FALSE))<((VLOOKUP($C430,'Project Customer Details'!$B$6:$Q$1095,4,FALSE)*$L430)),VLOOKUP($C430,'Project Customer Details'!$B$6:$Q$1095,16,FALSE), (VLOOKUP($C430,'Project Customer Details'!$B$6:$Q$1095,4,FALSE)*$L430))","v":0},0,0,{"$f":"MIN(R430,S430,Summary!$D$14)","v":0},{"$f":"J430-(J430/(1+(Summary!$D$13))^(T430))","v":0}]
[null,432,"TND","MAWP Work at MAWP for changing RTSN 230 kV connection to JSTC-DRAM versus MPSN-BOBN No 2","Transmission","\"\"","S",2015,32753,39125.138601138104,0,0,0,{"$f":"IF(OR(G431=\"S\",G431=\"D\"),VLOOKUP(F431,'Component Capacity'!$C$8:$F$12,4,FALSE)*M431,IF(G431=\"W\",VLOOKUP(F431,'Component Capacity'!$C$16:$F$20,4,FALSE),\"OOPS\"))","v":0},0,0,{"$f":"IF((VLOOKUP($C431,'Project Customer Details'!$B$6:$Q$1095,16,FALSE))<((VLOOKUP($C431,'Project Customer Details'!$B$6:$Q$1095,4,FALSE)*$L431)),VLOOKUP($C431,'Project Customer Details'!$B$6:$Q$1095,16,FALSE), (VLOOKUP($C431,'Project Customer Details'!$B$6:$Q$1095,4,FALSE)*$L431))","v":0},0,0,{"$f":"MIN(R431,S431,Summary!$D$14)","v":0},{"$f":"J431-(J431/(1+(Summary!$D$13))^(T431))","v":0}]
[null,433,"BYRL T-061","BYRL to BYRL Jct.  Conductor Overload ","Transmission","C","S",2026,2634500,2634500,29.87,29.87,29.76,{"$f":"IF(OR(G432=\"S\",G432=\"D\"),VLOOKUP(F432,'Component Capacity'!$C$8:$F$12,4,FALSE)*M432,IF(G432=\"W\",VLOOKUP(F432,'Component Capacity'!$C$16:$F$20,4,FALSE),\"OOPS\"))","v":33.06666666666667},5.5999999999999999E-3,"N/A",{"$f":"IF((VLOOKUP($C432,'Project Customer Details'!$B$6:$Q$1095,16,FALSE))<((VLOOKUP($C432,'Project Customer Details'!$B$6:$Q$1095,4,FALSE)*$L432)),VLOOKUP($C432,'Project Customer Details'!$B$6:$Q$1095,16,FALSE), (VLOOKUP($C432,'Project Customer Details'!$B$6:$Q$1095,4,FALSE)*$L432))","v":8.8947157551720764E-4},0,19,{"$f":"MIN(R432,S432,Summary!$D$14)","v":0},{"$f":"J432-(J432/(1+(Summary!$D$13))^(T432))","v":0}]
[null,434,"TND","New 345kV Series Capacitor at Humboldt (NVE) substation","Transmission","\"\"","S",2026,6000000,6000000,0,0,0,{"$f":"IF(OR(G433=\"S\",G433=\"D\"),VLOOKUP(F433,'Component Capacity'!$C$8:$F$12,4,FALSE)*M433,IF(G433=\"W\",VLOOKUP(F433,'Component Capacity'!$C$16:$F$20,4,FALSE),\"OOPS\"))","v":0},0,0,{"$f":"IF((VLOOKUP($C433,'Project Customer Details'!$B$6:$Q$1095,16,FALSE))<((VLOOKUP($C433,'Project Customer Details'!$B$6:$Q$1095,4,FALSE)*$L433)),VLOOKUP($C433,'Project Customer Details'!$B$6:$Q$1095,16,FALSE), (VLOOKUP($C433,'Project Customer Details'!$B$6:$Q$1095,4,FALSE)*$L433))","v":0},0,0,{"$f":"MIN(R433,S433,Summary!$D$14)","v":0},{"$f":"J433-(J433/(1+(Summary!$D$13))^(T433))","v":0}]
[null,435,"TND","GRNT-WILS 138KV LINE ROW","Transmission","\"\"","S",2023,500000,500000,0,0,0,{"$f":"IF(OR(G434=\"S\",G434=\"D\"),VLOOKUP(F434,'Component Capacity'!$C$8:$F$12,4,FALSE)*M434,IF(G434=\"W\",VLOOKUP(F434,'Component Capacity'!$C$16:$F$20,4,FALSE),\"OOPS\"))","v":0},0,0,{"$f":"IF((VLOOKUP($C434,'Project Customer Details'!$B$6:$Q$1095,16,FALSE))<((VLOOKUP($C434,'Project Customer Details'!$B$6:$Q$1095,4,FALSE)*$L434)),VLOOKUP($C434,'Project Customer Details'!$B$6:$Q$1095,16,FALSE), (VLOOKUP($C434,'Project Customer Details'!$B$6:$Q$1095,4,FALSE)*$L434))","v":0},0,0,{"$f":"MIN(R434,S434,Summary!$D$14)","v":0},{"$f":"J434-(J434/(1+(Summary!$D$13))^(T434))","v":0}]
[null,436,"TND","GRNT-CDWL 138KV LINE ROW","Transmission","\"\"","S",2023,100000,100000,0,0,0,{"$f":"IF(OR(G435=\"S\",G435=\"D\"),VLOOKUP(F435,'Component Capacity'!$C$8:$F$12,4,FALSE)*M435,IF(G435=\"W\",VLOOKUP(F435,'Component Capacity'!$C$16:$F$20,4,FALSE),\"OOPS\"))","v":0},0,0,{"$f":"IF((VLOOKUP($C435,'Project Customer Details'!$B$6:$Q$1095,16,FALSE))<((VLOOKUP($C435,'Project Customer Details'!$B$6:$Q$1095,4,FALSE)*$L435)),VLOOKUP($C435,'Project Customer Details'!$B$6:$Q$1095,16,FALSE), (VLOOKUP($C435,'Project Customer Details'!$B$6:$Q$1095,4,FALSE)*$L435))","v":0},0,0,{"$f":"MIN(R435,S435,Summary!$D$14)","v":0},{"$f":"J435-(J435/(1+(Summary!$D$13))^(T435))","v":0}]
[null,437,"TND","New 345kV Series Capacitor on the Midpoint - Kinport 345kV Line","Transmission","\"\"","S",2025,6000000,6000000,0,0,0,{"$f":"IF(OR(G436=\"S\",G436=\"D\"),VLOOKUP(F436,'Component Capacity'!$C$8:$F$12,4,FALSE)*M436,IF(G436=\"W\",VLOOKUP(F436,'Component Capacity'!$C$16:$F$20,4,FALSE),\"OOPS\"))","v":0},0,0,{"$f":"IF((VLOOKUP($C436,'Project Customer Details'!$B$6:$Q$1095,16,FALSE))<((VLOOKUP($C436,'Project Customer Details'!$B$6:$Q$1095,4,FALSE)*$L436)),VLOOKUP($C436,'Project Customer Details'!$B$6:$Q$1095,16,FALSE), (VLOOKUP($C436,'Project Customer Details'!$B$6:$Q$1095,4,FALSE)*$L436))","v":0},0,0,{"$f":"MIN(R436,S436,Summary!$D$14)","v":0},{"$f":"J436-(J436/(1+(Summary!$D$13))^(T436))","v":0}]
[null,438,"PRMA T-061","Build and integrate subtransmission from WLDR to PRMA","Transmission","C","S",2026,4300000,4300000,42.741687412945851,42.711141478889687,40,{"$f":"IF(OR(G437=\"S\",G437=\"D\"),VLOOKUP(F437,'Component Capacity'!$C$8:$F$12,4,FALSE)*M437,IF(G437=\"W\",VLOOKUP(F437,'Component Capacity'!$C$16:$F$20,4,FALSE),\"OOPS\"))","v":44.444444444444443},0.03,2.7550583371451425,{"$f":"IF((VLOOKUP($C437,'Project Customer Details'!$B$6:$Q$1095,16,FALSE))<((VLOOKUP($C437,'Project Customer Details'!$B$6:$Q$1095,4,FALSE)*$L437)),VLOOKUP($C437,'Project Customer Details'!$B$6:$Q$1095,16,FALSE), (VLOOKUP($C437,'Project Customer Details'!$B$6:$Q$1095,4,FALSE)*$L437))","v":0},0,2,{"$f":"MIN(R437,S437,Summary!$D$14)","v":0},{"$f":"J437-(J437/(1+(Summary!$D$13))^(T437))","v":0}]
[null,439,"TND","Add B2H Line Terminal","Transmission","\"\"","S",2026,10000000,10000000,0,0,0,{"$f":"IF(OR(G438=\"S\",G438=\"D\"),VLOOKUP(F438,'Component Capacity'!$C$8:$F$12,4,FALSE)*M438,IF(G438=\"W\",VLOOKUP(F438,'Component Capacity'!$C$16:$F$20,4,FALSE),\"OOPS\"))","v":0},0,0,{"$f":"IF((VLOOKUP($C438,'Project Customer Details'!$B$6:$Q$1095,16,FALSE))<((VLOOKUP($C438,'Project Customer Details'!$B$6:$Q$1095,4,FALSE)*$L438)),VLOOKUP($C438,'Project Customer Details'!$B$6:$Q$1095,16,FALSE), (VLOOKUP($C438,'Project Customer Details'!$B$6:$Q$1095,4,FALSE)*$L438))","v":0},0,0,{"$f":"MIN(R438,S438,Summary!$D$14)","v":0},{"$f":"J438-(J438/(1+(Summary!$D$13))^(T438))","v":0}]
[null,440,"TND","BORA MPSN BOBN Transmission Upgrade using Weather Modeled Dynamic Line Ratings with near real time weather data","Transmission","\"\"","S",2016,473669.2,551633.57577178103,0,0,0,{"$f":"IF(OR(G439=\"S\",G439=\"D\"),VLOOKUP(F439,'Component Capacity'!$C$8:$F$12,4,FALSE)*M439,IF(G439=\"W\",VLOOKUP(F439,'Component Capacity'!$C$16:$F$20,4,FALSE),\"OOPS\"))","v":0},0,1,{"$f":"IF((VLOOKUP($C439,'Project Customer Details'!$B$6:$Q$1095,16,FALSE))<((VLOOKUP($C439,'Project Customer Details'!$B$6:$Q$1095,4,FALSE)*$L439)),VLOOKUP($C439,'Project Customer Details'!$B$6:$Q$1095,16,FALSE), (VLOOKUP($C439,'Project Customer Details'!$B$6:$Q$1095,4,FALSE)*$L439))","v":0},0,0,{"$f":"MIN(R439,S439,Summary!$D$14)","v":0},{"$f":"J439-(J439/(1+(Summary!$D$13))^(T439))","v":0}]
[null,441,"TND","B2H Midline Series Capacitor Bank Station","Transmission","\"\"","S",2026,10000000,10000000,0,0,0,{"$f":"IF(OR(G440=\"S\",G440=\"D\"),VLOOKUP(F440,'Component Capacity'!$C$8:$F$12,4,FALSE)*M440,IF(G440=\"W\",VLOOKUP(F440,'Component Capacity'!$C$16:$F$20,4,FALSE),\"OOPS\"))","v":0},0,2,{"$f":"IF((VLOOKUP($C440,'Project Customer Details'!$B$6:$Q$1095,16,FALSE))<((VLOOKUP($C440,'Project Customer Details'!$B$6:$Q$1095,4,FALSE)*$L440)),VLOOKUP($C440,'Project Customer Details'!$B$6:$Q$1095,16,FALSE), (VLOOKUP($C440,'Project Customer Details'!$B$6:$Q$1095,4,FALSE)*$L440))","v":0},0,0,{"$f":"MIN(R440,S440,Summary!$D$14)","v":0},{"$f":"J440-(J440/(1+(Summary!$D$13))^(T440))","v":0}]
[null,442,"TND","New 230kV Series Capacitor on the Borah - Hunt 230kV Line","Transmission","\"\"","S",2026,5000000,5000000,0,0,0,{"$f":"IF(OR(G441=\"S\",G441=\"D\"),VLOOKUP(F441,'Component Capacity'!$C$8:$F$12,4,FALSE)*M441,IF(G441=\"W\",VLOOKUP(F441,'Component Capacity'!$C$16:$F$20,4,FALSE),\"OOPS\"))","v":0},0,3,{"$f":"IF((VLOOKUP($C441,'Project Customer Details'!$B$6:$Q$1095,16,FALSE))<((VLOOKUP($C441,'Project Customer Details'!$B$6:$Q$1095,4,FALSE)*$L441)),VLOOKUP($C441,'Project Customer Details'!$B$6:$Q$1095,16,FALSE), (VLOOKUP($C441,'Project Customer Details'!$B$6:$Q$1095,4,FALSE)*$L441))","v":0},{"$f":"IF((L441-Q441)<M441,CEILING(LN((M441+Q441)/L441)/LN(1+O441),1),0)","v":0},0,{"$f":"MIN(R441,S441,Summary!$D$14)","v":0},{"$f":"J441-(J441/(1+(Summary!$D$13))^(T441))","v":0}]
[null,443,"TND","T163 Reconstruct approx 2-miles of 46kV line near Blackfoot Sub to 138kV/138kV Double Circuit","Transmission","\"\"","S",2023,435000,435000,0,0,0,{"$f":"IF(OR(G442=\"S\",G442=\"D\"),VLOOKUP(F442,'Component Capacity'!$C$8:$F$12,4,FALSE)*M442,IF(G442=\"W\",VLOOKUP(F442,'Component Capacity'!$C$16:$F$20,4,FALSE),\"OOPS\"))","v":0},0,4,{"$f":"IF((VLOOKUP($C442,'Project Customer Details'!$B$6:$Q$1095,16,FALSE))<((VLOOKUP($C442,'Project Customer Details'!$B$6:$Q$1095,4,FALSE)*$L442)),VLOOKUP($C442,'Project Customer Details'!$B$6:$Q$1095,16,FALSE), (VLOOKUP($C442,'Project Customer Details'!$B$6:$Q$1095,4,FALSE)*$L442))","v":0},0,0,{"$f":"MIN(R442,S442,Summary!$D$14)","v":0},{"$f":"J442-(J442/(1+(Summary!$D$13))^(T442))","v":0}]
[null,444,"TND"," 2023 Peak Capacity Resource (2021 All Source RFP)","Transmission","\"\"","S",2023,316086.90000000002,316086.90000000002,0,0,0,{"$f":"IF(OR(G443=\"S\",G443=\"D\"),VLOOKUP(F443,'Component Capacity'!$C$8:$F$12,4,FALSE)*M443,IF(G443=\"W\",VLOOKUP(F443,'Component Capacity'!$C$16:$F$20,4,FALSE),\"OOPS\"))","v":0},0,5,{"$f":"IF((VLOOKUP($C443,'Project Customer Details'!$B$6:$Q$1095,16,FALSE))<((VLOOKUP($C443,'Project Customer Details'!$B$6:$Q$1095,4,FALSE)*$L443)),VLOOKUP($C443,'Project Customer Details'!$B$6:$Q$1095,16,FALSE), (VLOOKUP($C443,'Project Customer Details'!$B$6:$Q$1095,4,FALSE)*$L443))","v":0},0,0,{"$f":"MIN(R443,S443,Summary!$D$14)","v":0},{"$f":"J443-(J443/(1+(Summary!$D$13))^(T443))","v":0}]
[null,445,"TND","2023 Peak Capacity Resource (2021 All Source RFP) - 80MW","Transmission","\"\"","S",2023,2815.48,2815.48,0,0,0,{"$f":"IF(OR(G444=\"S\",G444=\"D\"),VLOOKUP(F444,'Component Capacity'!$C$8:$F$12,4,FALSE)*M444,IF(G444=\"W\",VLOOKUP(F444,'Component Capacity'!$C$16:$F$20,4,FALSE),\"OOPS\"))","v":0},0,6,{"$f":"IF((VLOOKUP($C444,'Project Customer Details'!$B$6:$Q$1095,16,FALSE))<((VLOOKUP($C444,'Project Customer Details'!$B$6:$Q$1095,4,FALSE)*$L444)),VLOOKUP($C444,'Project Customer Details'!$B$6:$Q$1095,16,FALSE), (VLOOKUP($C444,'Project Customer Details'!$B$6:$Q$1095,4,FALSE)*$L444))","v":0},0,0,{"$f":"MIN(R444,S444,Summary!$D$14)","v":0},{"$f":"J444-(J444/(1+(Summary!$D$13))^(T444))","v":0}]
[null,446,"TND","2023 Peak Capacity Resource (2021 All Source RFP) - 40MW","Transmission","\"\"","S",2023,860.7,860.7,0,0,0,{"$f":"IF(OR(G445=\"S\",G445=\"D\"),VLOOKUP(F445,'Component Capacity'!$C$8:$F$12,4,FALSE)*M445,IF(G445=\"W\",VLOOKUP(F445,'Component Capacity'!$C$16:$F$20,4,FALSE),\"OOPS\"))","v":0},0,7,{"$f":"IF((VLOOKUP($C445,'Project Customer Details'!$B$6:$Q$1095,16,FALSE))<((VLOOKUP($C445,'Project Customer Details'!$B$6:$Q$1095,4,FALSE)*$L445)),VLOOKUP($C445,'Project Customer Details'!$B$6:$Q$1095,16,FALSE), (VLOOKUP($C445,'Project Customer Details'!$B$6:$Q$1095,4,FALSE)*$L445))","v":0},0,0,{"$f":"MIN(R445,S445,Summary!$D$14)","v":0},{"$f":"J445-(J445/(1+(Summary!$D$13))^(T445))","v":0}]
[null,447,"TND","East Area Operating Control System Simulator","Transmission","\"\"","S",2023,45000,45000,0,0,0,{"$f":"IF(OR(G446=\"S\",G446=\"D\"),VLOOKUP(F446,'Component Capacity'!$C$8:$F$12,4,FALSE)*M446,IF(G446=\"W\",VLOOKUP(F446,'Component Capacity'!$C$16:$F$20,4,FALSE),\"OOPS\"))","v":0},0,8,{"$f":"IF((VLOOKUP($C446,'Project Customer Details'!$B$6:$Q$1095,16,FALSE))<((VLOOKUP($C446,'Project Customer Details'!$B$6:$Q$1095,4,FALSE)*$L446)),VLOOKUP($C446,'Project Customer Details'!$B$6:$Q$1095,16,FALSE), (VLOOKUP($C446,'Project Customer Details'!$B$6:$Q$1095,4,FALSE)*$L446))","v":0},0,0,{"$f":"MIN(R446,S446,Summary!$D$14)","v":0},{"$f":"J446-(J446/(1+(Summary!$D$13))^(T446))","v":0}]
[null,448,"TND","BKFT Station modifications to convert the T449 BKFT-AIKN line to 138-kV from 46-kV","Transmission","\"\"","S",2024,515000,515000,0,0,0,{"$f":"IF(OR(G447=\"S\",G447=\"D\"),VLOOKUP(F447,'Component Capacity'!$C$8:$F$12,4,FALSE)*M447,IF(G447=\"W\",VLOOKUP(F447,'Component Capacity'!$C$16:$F$20,4,FALSE),\"OOPS\"))","v":0},0,9,{"$f":"IF((VLOOKUP($C447,'Project Customer Details'!$B$6:$Q$1095,16,FALSE))<((VLOOKUP($C447,'Project Customer Details'!$B$6:$Q$1095,4,FALSE)*$L447)),VLOOKUP($C447,'Project Customer Details'!$B$6:$Q$1095,16,FALSE), (VLOOKUP($C447,'Project Customer Details'!$B$6:$Q$1095,4,FALSE)*$L447))","v":0},0,0,{"$f":"MIN(R447,S447,Summary!$D$14)","v":0},{"$f":"J447-(J447/(1+(Summary!$D$13))^(T447))","v":0}]
[null,449,"TND","2022 RFP Project - Peak Capacity Resources","Transmission","\"\"","S",2024,0,0,0,0,0,{"$f":"IF(OR(G448=\"S\",G448=\"D\"),VLOOKUP(F448,'Component Capacity'!$C$8:$F$12,4,FALSE)*M448,IF(G448=\"W\",VLOOKUP(F448,'Component Capacity'!$C$16:$F$20,4,FALSE),\"OOPS\"))","v":0},0,10,{"$f":"IF((VLOOKUP($C448,'Project Customer Details'!$B$6:$Q$1095,16,FALSE))<((VLOOKUP($C448,'Project Customer Details'!$B$6:$Q$1095,4,FALSE)*$L448)),VLOOKUP($C448,'Project Customer Details'!$B$6:$Q$1095,16,FALSE), (VLOOKUP($C448,'Project Customer Details'!$B$6:$Q$1095,4,FALSE)*$L448))","v":0},0,0,{"$f":"MIN(R448,S448,Summary!$D$14)","v":0},{"$f":"J448-(J448/(1+(Summary!$D$13))^(T448))","v":0}]
[null,450,"TND","HMWY-BOMT Build 230 kV line","Transmission","\"\"","S",2025,2541711,2541711,0,0,0,{"$f":"IF(OR(G449=\"S\",G449=\"D\"),VLOOKUP(F449,'Component Capacity'!$C$8:$F$12,4,FALSE)*M449,IF(G449=\"W\",VLOOKUP(F449,'Component Capacity'!$C$16:$F$20,4,FALSE),\"OOPS\"))","v":0},0,11,{"$f":"IF((VLOOKUP($C449,'Project Customer Details'!$B$6:$Q$1095,16,FALSE))<((VLOOKUP($C449,'Project Customer Details'!$B$6:$Q$1095,4,FALSE)*$L449)),VLOOKUP($C449,'Project Customer Details'!$B$6:$Q$1095,16,FALSE), (VLOOKUP($C449,'Project Customer Details'!$B$6:$Q$1095,4,FALSE)*$L449))","v":0},0,0,{"$f":"MIN(R449,S449,Summary!$D$14)","v":0},{"$f":"J449-(J449/(1+(Summary!$D$13))^(T449))","v":0}]
[null,451,"TND","BOMT Construct two new 230-kV line terminals and one new 138-kV line terminal","Transmission","\"\"","S",2025,1815812,1815812,0,0,0,{"$f":"IF(OR(G450=\"S\",G450=\"D\"),VLOOKUP(F450,'Component Capacity'!$C$8:$F$12,4,FALSE)*M450,IF(G450=\"W\",VLOOKUP(F450,'Component Capacity'!$C$16:$F$20,4,FALSE),\"OOPS\"))","v":0},0,12,{"$f":"IF((VLOOKUP($C450,'Project Customer Details'!$B$6:$Q$1095,16,FALSE))<((VLOOKUP($C450,'Project Customer Details'!$B$6:$Q$1095,4,FALSE)*$L450)),VLOOKUP($C450,'Project Customer Details'!$B$6:$Q$1095,16,FALSE), (VLOOKUP($C450,'Project Customer Details'!$B$6:$Q$1095,4,FALSE)*$L450))","v":0},0,0,{"$f":"MIN(R450,S450,Summary!$D$14)","v":0},{"$f":"J450-(J450/(1+(Summary!$D$13))^(T450))","v":0}]
[null,452,"TND","HMWY  Add BOMT 230kV Line Terminal ","Transmission","\"\"","S",2025,756913,756913,0,0,0,{"$f":"IF(OR(G451=\"S\",G451=\"D\"),VLOOKUP(F451,'Component Capacity'!$C$8:$F$12,4,FALSE)*M451,IF(G451=\"W\",VLOOKUP(F451,'Component Capacity'!$C$16:$F$20,4,FALSE),\"OOPS\"))","v":0},0,13,{"$f":"IF((VLOOKUP($C451,'Project Customer Details'!$B$6:$Q$1095,16,FALSE))<((VLOOKUP($C451,'Project Customer Details'!$B$6:$Q$1095,4,FALSE)*$L451)),VLOOKUP($C451,'Project Customer Details'!$B$6:$Q$1095,16,FALSE), (VLOOKUP($C451,'Project Customer Details'!$B$6:$Q$1095,4,FALSE)*$L451))","v":0},0,0,{"$f":"MIN(R451,S451,Summary!$D$14)","v":0},{"$f":"J451-(J451/(1+(Summary!$D$13))^(T451))","v":0}]
[null,453,"TND","Energy Day Ahead Market (EDAM)","Transmission","\"\"","S",2025,275000,275000,0,0,0,{"$f":"IF(OR(G452=\"S\",G452=\"D\"),VLOOKUP(F452,'Component Capacity'!$C$8:$F$12,4,FALSE)*M452,IF(G452=\"W\",VLOOKUP(F452,'Component Capacity'!$C$16:$F$20,4,FALSE),\"OOPS\"))","v":0},0,14,{"$f":"IF((VLOOKUP($C452,'Project Customer Details'!$B$6:$Q$1095,16,FALSE))<((VLOOKUP($C452,'Project Customer Details'!$B$6:$Q$1095,4,FALSE)*$L452)),VLOOKUP($C452,'Project Customer Details'!$B$6:$Q$1095,16,FALSE), (VLOOKUP($C452,'Project Customer Details'!$B$6:$Q$1095,4,FALSE)*$L452))","v":0},0,0,{"$f":"MIN(R452,S452,Summary!$D$14)","v":0},{"$f":"J452-(J452/(1+(Summary!$D$13))^(T452))","v":0}]
[null,454,"TND","T731 Reconstruct the BOMT-HBRD T708 line, including a new 138-kV KUNA-BOMT circuit T482 on the same structures","Transmission","\"\"","S",2026,11465184,11465184,0,0,0,{"$f":"IF(OR(G453=\"S\",G453=\"D\"),VLOOKUP(F453,'Component Capacity'!$C$8:$F$12,4,FALSE)*M453,IF(G453=\"W\",VLOOKUP(F453,'Component Capacity'!$C$16:$F$20,4,FALSE),\"OOPS\"))","v":0},0,15,{"$f":"IF((VLOOKUP($C453,'Project Customer Details'!$B$6:$Q$1095,16,FALSE))<((VLOOKUP($C453,'Project Customer Details'!$B$6:$Q$1095,4,FALSE)*$L453)),VLOOKUP($C453,'Project Customer Details'!$B$6:$Q$1095,16,FALSE), (VLOOKUP($C453,'Project Customer Details'!$B$6:$Q$1095,4,FALSE)*$L453))","v":0},0,0,{"$f":"MIN(R453,S453,Summary!$D$14)","v":0},{"$f":"J453-(J453/(1+(Summary!$D$13))^(T453))","v":0}]
[null,455,"TND","Increase MPSN 500/345kV Transformer Size","Substation","\"\"","S",2025,15000000,15000000,0,0,0,{"$f":"IF(OR(G454=\"S\",G454=\"D\"),VLOOKUP(F454,'Component Capacity'!$C$8:$F$12,4,FALSE)*M454,IF(G454=\"W\",VLOOKUP(F454,'Component Capacity'!$C$16:$F$20,4,FALSE),\"OOPS\"))","v":0},0,16,{"$f":"IF((VLOOKUP($C454,'Project Customer Details'!$B$6:$Q$1095,16,FALSE))<((VLOOKUP($C454,'Project Customer Details'!$B$6:$Q$1095,4,FALSE)*$L454)),VLOOKUP($C454,'Project Customer Details'!$B$6:$Q$1095,16,FALSE), (VLOOKUP($C454,'Project Customer Details'!$B$6:$Q$1095,4,FALSE)*$L454))","v":0},0,{"$f":"IF(L454<N454,CEILING(LN((N454)/L454)/LN(1+O454),1),0)","v":0},{"$f":"MIN(R454,S454,Summary!$D$14)","v":0},{"$f":"J454-(J454/(1+(Summary!$D$13))^(T454))","v":0}]
[null,456,"TND","T133  Remove Line Segment as part of Area 46kV Line Upgrades","Transmission","\"\"","S",2026,0,0,0,0,0,{"$f":"IF(OR(G455=\"S\",G455=\"D\"),VLOOKUP(F455,'Component Capacity'!$C$8:$F$12,4,FALSE)*M455,IF(G455=\"W\",VLOOKUP(F455,'Component Capacity'!$C$16:$F$20,4,FALSE),\"OOPS\"))","v":0},0,0,{"$f":"IF((VLOOKUP($C455,'Project Customer Details'!$B$6:$Q$1095,16,FALSE))<((VLOOKUP($C455,'Project Customer Details'!$B$6:$Q$1095,4,FALSE)*$L455)),VLOOKUP($C455,'Project Customer Details'!$B$6:$Q$1095,16,FALSE), (VLOOKUP($C455,'Project Customer Details'!$B$6:$Q$1095,4,FALSE)*$L455))","v":0},0,0,{"$f":"MIN(R455,S455,Summary!$D$14)","v":0},{"$f":"J455-(J455/(1+(Summary!$D$13))^(T455))","v":0}]
[null,null,null,null,null,null,null,null,null,null,null,null,null,null,null,null,null,null,null,null,null,"Transmission Total"]
[null,null,null,null,null,null,null,null,null,null,null,null,null,null,null,null,null,null,null,null,null,{"$f":"SUM(U345:U455)","v":0}]

{"sheet":"Project Customer Details","index":2,"n_rows":1095,"n_cols":17,"rows_kept":1095,"cut":false,"hidden":false,"merged":[]}
[{"$f":"Summary!A1","v":"Appendix 4.15"}]
[{"$f":"Summary!A2","v":"Transmission and Distribution Avoided Capacity"}]
[]
[null,"Project Details",null,null,null,"% Nameplate At Peak",null,null,null,null,"Customer Count by Rate Class",null,null,null,null,"Nameplate Contribution"]
[null,"Asset","Peak Season","Peak Hour","Possible Reduction (MW)","Res","Sm. Comm.","Large Comm.","Large Power","Irrigation","Res","Sm. Comm.","Large Comm.","Large Power","Irrigation","Total Solar Nameplate (MW)","Solar Peak Contribution (MW)"]
[null,"Cancelled","S",22,0,0,0,0,0,0,0,0,0,0,0,{"$f":"Summary!$D$8*(K6*'Average Project Size'!$F$6+L6*'Average Project Size'!$F$7+M6*'Average Project Size'!$F$8+N6*'Average Project Size'!$F$10+O6*'Average Project Size'!$F$9)/1000","v":0},{"$f":"Summary!$D$8*(K6*F6*'Average Project Size'!$F$6+L6*G6*'Average Project Size'!$F$7+M6*H6*'Average Project Size'!$F$8+N6*I6*'Average Project Size'!$F$10+O6*J6*'Average Project Size'!$F$9)/1000","v":0}]
[null,"TND","S",22,0,{"$f":"IF($C7=\"S\",VLOOKUP($D7,'DER Output'!$S$18:$W$41,2,FALSE),VLOOKUP($D7,'DER Output'!$S$18:$W$41,3,FALSE))","v":4.7662353088631345E-4},{"$f":"IF($C7=\"S\",VLOOKUP($D7,'DER Output'!$S$18:$W$41,4,FALSE),VLOOKUP($D7,'DER Output'!$S$18:$W$41,5,FALSE))","v":4.7662353088631345E-4},{"$f":"IF($C7=\"S\",VLOOKUP($D7,'DER Output'!$S$18:$W$41,4,FALSE),VLOOKUP($D7,'DER Output'!$S$18:$W$41,5,FALSE))","v":4.7662353088631345E-4},{"$f":"IF($C7=\"S\",VLOOKUP($D7,'DER Output'!$S$18:$W$41,4,FALSE),VLOOKUP($D7,'DER Output'!$S$18:$W$41,5,FALSE))","v":4.7662353088631345E-4},{"$f":"IF($C7=\"S\",VLOOKUP($D7,'DER Output'!$S$18:$W$41,4,FALSE),VLOOKUP($D7,'DER Output'!$S$18:$W$41,5,FALSE))","v":4.7662353088631345E-4},0,0,0,0,0,{"$f":"Summary!$D$8*(K7*'Average Project Size'!$F$6+L7*'Average Project Size'!$F$7+M7*'Average Project Size'!$F$8+N7*'Average Project Size'!$F$10+O7*'Average Project Size'!$F$9)/1000","v":0},{"$f":"Summary!$D$8*(K7*F7*'Average Project Size'!$F$6+L7*G7*'Average Project Size'!$F$7+M7*H7*'Average Project Size'!$F$8+N7*I7*'Average Project Size'!$F$10+O7*J7*'Average Project Size'!$F$9)/1000","v":0}]
[null,{"$f":"'Peak Identification'!B6","v":"ADEL T-341"},{"$f":"'Peak Identification'!D6","v":"S"},{"$f":"'Peak Identification'!E6","v":16},{"$f":"VLOOKUP($D8,'DER Output'!$S$17:$X$41,6,FALSE)","v":0.22644022312513051},{"$f":"IF($C8=\"S\",VLOOKUP($D8,'DER Output'!$S$18:$W$41,2,FALSE),VLOOKUP($D8,'DER Output'!$S$18:$W$41,3,FALSE))","v":0.44781407722569133},{"$f":"IF($C8=\"S\",VLOOKUP($D8,'DER Output'!$S$18:$W$41,4,FALSE),VLOOKUP($D8,'DER Output'!$S$18:$W$41,5,FALSE))","v":0.44781407722569133},{"$f":"IF($C8=\"S\",VLOOKUP($D8,'DER Output'!$S$18:$W$41,4,FALSE),VLOOKUP($D8,'DER Output'!$S$18:$W$41,5,FALSE))","v":0.44781407722569133},{"$f":"IF($C8=\"S\",VLOOKUP($D8,'DER Output'!$S$18:$W$41,4,FALSE),VLOOKUP($D8,'DER Output'!$S$18:$W$41,5,FALSE))","v":0.44781407722569133},{"$f":"IF($C8=\"S\",VLOOKUP($D8,'DER Output'!$S$18:$W$41,4,FALSE),VLOOKUP($D8,'DER Output'!$S$18:$W$41,5,FALSE))","v":0.44781407722569133},{"$f":"IFERROR(IF(OR(C8=\"S\",C8=\"D\"),VLOOKUP(B8,'Seasonal Customer Count'!$B:$I,4,FALSE),IF(C8=\"W\",VLOOKUP(B8,'Seasonal Customer Count'!$B:$P,12,FALSE),\"Check\")),0)","v":0},{"$f":"IFERROR(IF(OR(C8=\"S\",C8=\"D\"),VLOOKUP(B8,'Seasonal Customer Count'!$B:$P,5,FALSE),IF(C8=\"W\",VLOOKUP(B8,'Seasonal Customer Count'!$B:$P,13,FALSE),\"Check\")),0)","v":0},{"$f":"IFERROR(IF(OR(C8=\"S\",C8=\"D\"),VLOOKUP(B8,'Seasonal Customer Count'!$B:$P,6,FALSE),IF(C8=\"W\",VLOOKUP(B8,'Seasonal Customer Count'!$B:$P,14,FALSE),\"Check\")),0)","v":0},{"$f":"IFERROR(IF(OR(C8=\"S\",C8=\"D\"),VLOOKUP(B8,'Seasonal Customer Count'!$B:$P,7,FALSE),IF(C8=\"W\",VLOOKUP(B8,'Seasonal Customer Count'!$B:$P,15,FALSE),\"Check\")),0)","v":0},{"$f":"IFERROR(IF(OR(C8=\"S\",C8=\"D\"),VLOOKUP(B8,'Seasonal Customer Count'!$B:$P,8,FALSE),IF(C8=\"W\",VLOOKUP(B8,'Seasonal Customer Count'!$B:$P,16,FALSE),\"Check\")),0)","v":0},{"$f":"Summary!$D$8*(K8*'Average Project Size'!$F$6+L8*'Average Project Size'!$F$7+M8*'Average Project Size'!$F$8+N8*'Average Project Size'!$F$10+O8*'Average Project Size'!$F$9)/1000","v":0},{"$f":"Summary!$D$8*(K8*F8*'Average Project Size'!$F$6+L8*G8*'Average Project Size'!$F$7+M8*H8*'Average Project Size'!$F$8+N8*I8*'Average Project Size'!$F$10+O8*J8*'Average Project Size'!$F$9)/1000","v":0}]
[null,{"$f":"'Peak Identification'!B7","v":"ADEL T-342"},{"$f":"'Peak Identification'!D7","v":"S"},{"$f":"'Peak Identification'!E7","v":16},{"$f":"VLOOKUP($D9,'DER Output'!$S$17:$X$41,6,FALSE)","v":0.22644022312513051},{"$f":"IF($C9=\"S\",VLOOKUP($D9,'DER Output'!$S$18:$W$41,2,FALSE),VLOOKUP($D9,'DER Output'!$S$18:$W$41,3,FALSE))","v":0.44781407722569133},{"$f":"IF($C9=\"S\",VLOOKUP($D9,'DER Output'!$S$18:$W$41,4,FALSE),VLOOKUP($D9,'DER Output'!$S$18:$W$41,5,FALSE))","v":0.44781407722569133},{"$f":"IF($C9=\"S\",VLOOKUP($D9,'DER Output'!$S$18:$W$41,4,FALSE),VLOOKUP($D9,'DER Output'!$S$18:$W$41,5,FALSE))","v":0.44781407722569133},{"$f":"IF($C9=\"S\",VLOOKUP($D9,'DER Output'!$S$18:$W$41,4,FALSE),VLOOKUP($D9,'DER Output'!$S$18:$W$41,5,FALSE))","v":0.44781407722569133},{"$f":"IF($C9=\"S\",VLOOKUP($D9,'DER Output'!$S$18:$W$41,4,FALSE),VLOOKUP($D9,'DER Output'!$S$18:$W$41,5,FALSE))","v":0.44781407722569133},{"$f":"IFERROR(IF(OR(C9=\"S\",C9=\"D\"),VLOOKUP(B9,'Seasonal Customer Count'!$B:$I,4,FALSE),IF(C9=\"W\",VLOOKUP(B9,'Seasonal Customer Count'!$B:$P,12,FALSE),\"Check\")),0)","v":0},{"$f":"IFERROR(IF(OR(C9=\"S\",C9=\"D\"),VLOOKUP(B9,'Seasonal Customer Count'!$B:$P,5,FALSE),IF(C9=\"W\",VLOOKUP(B9,'Seasonal Customer Count'!$B:$P,13,FALSE),\"Check\")),0)","v":0},{"$f":"IFERROR(IF(OR(C9=\"S\",C9=\"D\"),VLOOKUP(B9,'Seasonal Customer Count'!$B:$P,6,FALSE),IF(C9=\"W\",VLOOKUP(B9,'Seasonal Customer Count'!$B:$P,14,FALSE),\"Check\")),0)","v":0},{"$f":"IFERROR(IF(OR(C9=\"S\",C9=\"D\"),VLOOKUP(B9,'Seasonal Customer Count'!$B:$P,7,FALSE),IF(C9=\"W\",VLOOKUP(B9,'Seasonal Customer Count'!$B:$P,15,FALSE),\"Check\")),0)","v":0},{"$f":"IFERROR(IF(OR(C9=\"S\",C9=\"D\"),VLOOKUP(B9,'Seasonal Customer Count'!$B:$P,8,FALSE),IF(C9=\"W\",VLOOKUP(B9,'Seasonal Customer Count'!$B:$P,16,FALSE),\"Check\")),0)","v":0},{"$f":"Summary!$D$8*(K9*'Average Project Size'!$F$6+L9*'Average Project Size'!$F$7+M9*'Average Project Size'!$F$8+N9*'Average Project Size'!$F$10+O9*'Average Project Size'!$F$9)/1000","v":0},{"$f":"Summary!$D$8*(K9*F9*'Average Project Size'!$F$6+L9*G9*'Average Project Size'!$F$7+M9*H9*'Average Project Size'!$F$8+N9*I9*'Average Project Size'!$F$10+O9*J9*'Average Project Size'!$F$9)/1000","v":0}]
[null,{"$f":"'Peak Identification'!B8","v":"ADRN11"},{"$f":"'Peak Identification'!D8","v":"S"},{"$f":"'Peak Identification'!E8","v":16},{"$f":"VLOOKUP($D10,'DER Output'!$S$17:$X$41,6,FALSE)","v":0.22644022312513051},{"$f":"IF($C10=\"S\",VLOOKUP($D10,'DER Output'!$S$18:$W$41,2,FALSE),VLOOKUP($D10,'DER Output'!$S$18:$W$41,3,FALSE))","v":0.44781407722569133},{"$f":"IF($C10=\"S\",VLOOKUP($D10,'DER Output'!$S$18:$W$41,4,FALSE),VLOOKUP($D10,'DER Output'!$S$18:$W$41,5,FALSE))","v":0.44781407722569133},{"$f":"IF($C10=\"S\",VLOOKUP($D10,'DER Output'!$S$18:$W$41,4,FALSE),VLOOKUP($D10,'DER Output'!$S$18:$W$41,5,FALSE))","v":0.44781407722569133},{"$f":"IF($C10=\"S\",VLOOKUP($D10,'DER Output'!$S$18:$W$41,4,FALSE),VLOOKUP($D10,'DER Output'!$S$18:$W$41,5,FALSE))","v":0.44781407722569133},{"$f":"IF($C10=\"S\",VLOOKUP($D10,'DER Output'!$S$18:$W$41,4,FALSE),VLOOKUP($D10,'DER Output'!$S$18:$W$41,5,FALSE))","v":0.44781407722569133},{"$f":"IFERROR(IF(OR(C10=\"S\",C10=\"D\"),VLOOKUP(B10,'Seasonal Customer Count'!$B:$I,4,FALSE),IF(C10=\"W\",VLOOKUP(B10,'Seasonal Customer Count'!$B:$P,12,FALSE),\"Check\")),0)","v":222},{"$f":"IFERROR(IF(OR(C10=\"S\",C10=\"D\"),VLOOKUP(B10,'Seasonal Customer Count'!$B:$P,5,FALSE),IF(C10=\"W\",VLOOKUP(B10,'Seasonal Customer Count'!$B:$P,13,FALSE),\"Check\")),0)","v":42},{"$f":"IFERROR(IF(OR(C10=\"S\",C10=\"D\"),VLOOKUP(B10,'Seasonal Customer Count'!$B:$P,6,FALSE),IF(C10=\"W\",VLOOKUP(B10,'Seasonal Customer Count'!$B:$P,14,FALSE),\"Check\")),0)","v":7},{"$f":"IFERROR(IF(OR(C10=\"S\",C10=\"D\"),VLOOKUP(B10,'Seasonal Customer Count'!$B:$P,7,FALSE),IF(C10=\"W\",VLOOKUP(B10,'Seasonal Customer Count'!$B:$P,15,FALSE),\"Check\")),0)","v":0},{"$f":"IFERROR(IF(OR(C10=\"S\",C10=\"D\"),VLOOKUP(B10,'Seasonal Customer Count'!$B:$P,8,FALSE),IF(C10=\"W\",VLOOKUP(B10,'Seasonal Customer Count'!$B:$P,16,FALSE),\"Check\")),0)","v":121},{"$f":"Summary!$D$8*(K10*'Average Project Size'!$F$6+L10*'Average Project Size'!$F$7+M10*'Average Project Size'!$F$8+N10*'Average Project Size'!$F$10+O10*'Average Project Size'!$F$9)/1000","v":9.0067851551395239E-2},{"$f":"Summary!$D$8*(K10*F10*'Average Project Size'!$F$6+L10*G10*'Average Project Size'!$F$7+M10*H10*'Average Project Size'!$F$8+N10*I10*'Average Project Size'!$F$10+O10*J10*'Average Project Size'!$F$9)/1000","v":4.033365183018861E-2}]
[null,{"$f":"'Peak Identification'!B9","v":"ADRN12"},{"$f":"'Peak Identification'!D9","v":"W"},{"$f":"'Peak Identification'!E9","v":8},{"$f":"VLOOKUP($D11,'DER Output'!$S$17:$X$41,6,FALSE)","v":0},{"$f":"IF($C11=\"S\",VLOOKUP($D11,'DER Output'!$S$18:$W$41,2,FALSE),VLOOKUP($D11,'DER Output'!$S$18:$W$41,3,FALSE))","v":2.4357194050013426E-2},{"$f":"IF($C11=\"S\",VLOOKUP($D11,'DER Output'!$S$18:$W$41,4,FALSE),VLOOKUP($D11,'DER Output'!$S$18:$W$41,5,FALSE))","v":2.4357194050013426E-2},{"$f":"IF($C11=\"S\",VLOOKUP($D11,'DER Output'!$S$18:$W$41,4,FALSE),VLOOKUP($D11,'DER Output'!$S$18:$W$41,5,FALSE))","v":2.4357194050013426E-2},{"$f":"IF($C11=\"S\",VLOOKUP($D11,'DER Output'!$S$18:$W$41,4,FALSE),VLOOKUP($D11,'DER Output'!$S$18:$W$41,5,FALSE))","v":2.4357194050013426E-2},{"$f":"IF($C11=\"S\",VLOOKUP($D11,'DER Output'!$S$18:$W$41,4,FALSE),VLOOKUP($D11,'DER Output'!$S$18:$W$41,5,FALSE))","v":2.4357194050013426E-2},{"$f":"IFERROR(IF(OR(C11=\"S\",C11=\"D\"),VLOOKUP(B11,'Seasonal Customer Count'!$B:$I,4,FALSE),IF(C11=\"W\",VLOOKUP(B11,'Seasonal Customer Count'!$B:$P,12,FALSE),\"Check\")),0)","v":103},{"$f":"IFERROR(IF(OR(C11=\"S\",C11=\"D\"),VLOOKUP(B11,'Seasonal Customer Count'!$B:$P,5,FALSE),IF(C11=\"W\",VLOOKUP(B11,'Seasonal Customer Count'!$B:$P,13,FALSE),\"Check\")),0)","v":100},{"$f":"IFERROR(IF(OR(C11=\"S\",C11=\"D\"),VLOOKUP(B11,'Seasonal Customer Count'!$B:$P,6,FALSE),IF(C11=\"W\",VLOOKUP(B11,'Seasonal Customer Count'!$B:$P,14,FALSE),\"Check\")),0)","v":0},{"$f":"IFERROR(IF(OR(C11=\"S\",C11=\"D\"),VLOOKUP(B11,'Seasonal Customer Count'!$B:$P,7,FALSE),IF(C11=\"W\",VLOOKUP(B11,'Seasonal Customer Count'!$B:$P,15,FALSE),\"Check\")),0)","v":217},{"$f":"IFERROR(IF(OR(C11=\"S\",C11=\"D\"),VLOOKUP(B11,'Seasonal Customer Count'!$B:$P,8,FALSE),IF(C11=\"W\",VLOOKUP(B11,'Seasonal Customer Count'!$B:$P,16,FALSE),\"Check\")),0)","v":0},{"$f":"Summary!$D$8*(K11*'Average Project Size'!$F$6+L11*'Average Project Size'!$F$7+M11*'Average Project Size'!$F$8+N11*'Average Project Size'!$F$10+O11*'Average Project Size'!$F$9)/1000","v":0.64843455267070715},{"$f":"Summary!$D$8*(K11*F11*'Average Project Size'!$F$6+L11*G11*'Average Project Size'!$F$7+M11*H11*'Average Project Size'!$F$8+N11*I11*'Average Project Size'!$F$10+O11*J11*'Average Project Size'!$F$9)/1000","v":1.5794046228134066E-2}]
[null,{"$f":"'Peak Identification'!B10","v":"ADRN13"},{"$f":"'Peak Identification'!D10","v":"W"},{"$f":"'Peak Identification'!E10","v":6},{"$f":"VLOOKUP($D12,'DER Output'!$S$17:$X$41,6,FALSE)","v":0},{"$f":"IF($C12=\"S\",VLOOKUP($D12,'DER Output'!$S$18:$W$41,2,FALSE),VLOOKUP($D12,'DER Output'!$S$18:$W$41,3,FALSE))","v":1.8461665586466574E-4},{"$f":"IF($C12=\"S\",VLOOKUP($D12,'DER Output'!$S$18:$W$41,4,FALSE),VLOOKUP($D12,'DER Output'!$S$18:$W$41,5,FALSE))","v":1.8461665586466574E-4},{"$f":"IF($C12=\"S\",VLOOKUP($D12,'DER Output'!$S$18:$W$41,4,FALSE),VLOOKUP($D12,'DER Output'!$S$18:$W$41,5,FALSE))","v":1.8461665586466574E-4},{"$f":"IF($C12=\"S\",VLOOKUP($D12,'DER Output'!$S$18:$W$41,4,FALSE),VLOOKUP($D12,'DER Output'!$S$18:$W$41,5,FALSE))","v":1.8461665586466574E-4},{"$f":"IF($C12=\"S\",VLOOKUP($D12,'DER Output'!$S$18:$W$41,4,FALSE),VLOOKUP($D12,'DER Output'!$S$18:$W$41,5,FALSE))","v":1.8461665586466574E-4},{"$f":"IFERROR(IF(OR(C12=\"S\",C12=\"D\"),VLOOKUP(B12,'Seasonal Customer Count'!$B:$I,4,FALSE),IF(C12=\"W\",VLOOKUP(B12,'Seasonal Customer Count'!$B:$P,12,FALSE),\"Check\")),0)","v":43},{"$f":"IFERROR(IF(OR(C12=\"S\",C12=\"D\"),VLOOKUP(B12,'Seasonal Customer Count'!$B:$P,5,FALSE),IF(C12=\"W\",VLOOKUP(B12,'Seasonal Customer Count'!$B:$P,13,FALSE),\"Check\")),0)","v":52},{"$f":"IFERROR(IF(OR(C12=\"S\",C12=\"D\"),VLOOKUP(B12,'Seasonal Customer Count'!$B:$P,6,FALSE),IF(C12=\"W\",VLOOKUP(B12,'Seasonal Customer Count'!$B:$P,14,FALSE),\"Check\")),0)","v":0},{"$f":"IFERROR(IF(OR(C12=\"S\",C12=\"D\"),VLOOKUP(B12,'Seasonal Customer Count'!$B:$P,7,FALSE),IF(C12=\"W\",VLOOKUP(B12,'Seasonal Customer Count'!$B:$P,15,FALSE),\"Check\")),0)","v":162},{"$f":"IFERROR(IF(OR(C12=\"S\",C12=\"D\"),VLOOKUP(B12,'Seasonal Customer Count'!$B:$P,8,FALSE),IF(C12=\"W\",VLOOKUP(B12,'Seasonal Customer Count'!$B:$P,16,FALSE),\"Check\")),0)","v":0},{"$f":"Summary!$D$8*(K12*'Average Project Size'!$F$6+L12*'Average Project Size'!$F$7+M12*'Average Project Size'!$F$8+N12*'Average Project Size'!$F$10+O12*'Average Project Size'!$F$9)/1000","v":0.48107595695080047},{"$f":"Summary!$D$8*(K12*F12*'Average Project Size'!$F$6+L12*G12*'Average Project Size'!$F$7+M12*H12*'Average Project Size'!$F$8+N12*I12*'Average Project Size'!$F$10+O12*J12*'Average Project Size'!$F$9)/1000","v":8.8814634389150675E-5}]
[null,{"$f":"'Peak Identification'!B11","v":"ADRN T-061"},{"$f":"'Peak Identification'!D11","v":"W"},{"$f":"'Peak Identification'!E11","v":8},{"$f":"VLOOKUP($D13,'DER Output'!$S$17:$X$41,6,FALSE)","v":0},{"$f":"IF($C13=\"S\",VLOOKUP($D13,'DER Output'!$S$18:$W$41,2,FALSE),VLOOKUP($D13,'DER Output'!$S$18:$W$41,3,FALSE))","v":2.4357194050013426E-2},{"$f":"IF($C13=\"S\",VLOOKUP($D13,'DER Output'!$S$18:$W$41,4,FALSE),VLOOKUP($D13,'DER Output'!$S$18:$W$41,5,FALSE))","v":2.4357194050013426E-2},{"$f":"IF($C13=\"S\",VLOOKUP($D13,'DER Output'!$S$18:$W$41,4,FALSE),VLOOKUP($D13,'DER Output'!$S$18:$W$41,5,FALSE))","v":2.4357194050013426E-2},{"$f":"IF($C13=\"S\",VLOOKUP($D13,'DER Output'!$S$18:$W$41,4,FALSE),VLOOKUP($D13,'DER Output'!$S$18:$W$41,5,FALSE))","v":2.4357194050013426E-2},{"$f":"IF($C13=\"S\",VLOOKUP($D13,'DER Output'!$S$18:$W$41,4,FALSE),VLOOKUP($D13,'DER Output'!$S$18:$W$41,5,FALSE))","v":2.4357194050013426E-2},{"$f":"IFERROR(IF(OR(C13=\"S\",C13=\"D\"),VLOOKUP(B13,'Seasonal Customer Count'!$B:$I,4,FALSE),IF(C13=\"W\",VLOOKUP(B13,'Seasonal Customer Count'!$B:$P,12,FALSE),\"Check\")),0)","v":79},{"$f":"IFERROR(IF(OR(C13=\"S\",C13=\"D\"),VLOOKUP(B13,'Seasonal Customer Count'!$B:$P,5,FALSE),IF(C13=\"W\",VLOOKUP(B13,'Seasonal Customer Count'!$B:$P,13,FALSE),\"Check\")),0)","v":59},{"$f":"IFERROR(IF(OR(C13=\"S\",C13=\"D\"),VLOOKUP(B13,'Seasonal Customer Count'!$B:$P,6,FALSE),IF(C13=\"W\",VLOOKUP(B13,'Seasonal Customer Count'!$B:$P,14,FALSE),\"Check\")),0)","v":4},{"$f":"IFERROR(IF(OR(C13=\"S\",C13=\"D\"),VLOOKUP(B13,'Seasonal Customer Count'!$B:$P,7,FALSE),IF(C13=\"W\",VLOOKUP(B13,'Seasonal Customer Count'!$B:$P,15,FALSE),\"Check\")),0)","v":45},{"$f":"IFERROR(IF(OR(C13=\"S\",C13=\"D\"),VLOOKUP(B13,'Seasonal Customer Count'!$B:$P,8,FALSE),IF(C13=\"W\",VLOOKUP(B13,'Seasonal Customer Count'!$B:$P,16,FALSE),\"Check\")),0)","v":0},{"$f":"Summary!$D$8*(K13*'Average Project Size'!$F$6+L13*'Average Project Size'!$F$7+M13*'Average Project Size'!$F$8+N13*'Average Project Size'!$F$10+O13*'Average Project Size'!$F$9)/1000","v":0.14025343113995364},{"$f":"Summary!$D$8*(K13*F13*'Average Project Size'!$F$6+L13*G13*'Average Project Size'!$F$7+M13*H13*'Average Project Size'!$F$8+N13*I13*'Average Project Size'!$F$10+O13*J13*'Average Project Size'!$F$9)/1000","v":3.4161800384560465E-3}]
[null,{"$f":"'Peak Identification'!B12","v":"AFTS T-131"},{"$f":"'Peak Identification'!D12","v":"S"},{"$f":"'Peak Identification'!E12","v":13},{"$f":"VLOOKUP($D14,'DER Output'!$S$17:$X$41,6,FALSE)","v":0.3680214036441018},{"$f":"IF($C14=\"S\",VLOOKUP($D14,'DER Output'!$S$18:$W$41,2,FALSE),VLOOKUP($D14,'DER Output'!$S$18:$W$41,3,FALSE))","v":0.68995601564450493},{"$f":"IF($C14=\"S\",VLOOKUP($D14,'DER Output'!$S$18:$W$41,4,FALSE),VLOOKUP($D14,'DER Output'!$S$18:$W$41,5,FALSE))","v":0.68995601564450493},{"$f":"IF($C14=\"S\",VLOOKUP($D14,'DER Output'!$S$18:$W$41,4,FALSE),VLOOKUP($D14,'DER Output'!$S$18:$W$41,5,FALSE))","v":0.68995601564450493},{"$f":"IF($C14=\"S\",VLOOKUP($D14,'DER Output'!$S$18:$W$41,4,FALSE),VLOOKUP($D14,'DER Output'!$S$18:$W$41,5,FALSE))","v":0.68995601564450493},{"$f":"IF($C14=\"S\",VLOOKUP($D14,'DER Output'!$S$18:$W$41,4,FALSE),VLOOKUP($D14,'DER Output'!$S$18:$W$41,5,FALSE))","v":0.68995601564450493},{"$f":"IFERROR(IF(OR(C14=\"S\",C14=\"D\"),VLOOKUP(B14,'Seasonal Customer Count'!$B:$I,4,FALSE),IF(C14=\"W\",VLOOKUP(B14,'Seasonal Customer Count'!$B:$P,12,FALSE),\"Check\")),0)","v":0},{"$f":"IFERROR(IF(OR(C14=\"S\",C14=\"D\"),VLOOKUP(B14,'Seasonal Customer Count'!$B:$P,5,FALSE),IF(C14=\"W\",VLOOKUP(B14,'Seasonal Customer Count'!$B:$P,13,FALSE),\"Check\")),0)","v":0},{"$f":"IFERROR(IF(OR(C14=\"S\",C14=\"D\"),VLOOKUP(B14,'Seasonal Customer Count'!$B:$P,6,FALSE),IF(C14=\"W\",VLOOKUP(B14,'Seasonal Customer Count'!$B:$P,14,FALSE),\"Check\")),0)","v":0},{"$f":"IFERROR(IF(OR(C14=\"S\",C14=\"D\"),VLOOKUP(B14,'Seasonal Customer Count'!$B:$P,7,FALSE),IF(C14=\"W\",VLOOKUP(B14,'Seasonal Customer Count'!$B:$P,15,FALSE),\"Check\")),0)","v":0},{"$f":"IFERROR(IF(OR(C14=\"S\",C14=\"D\"),VLOOKUP(B14,'Seasonal Customer Count'!$B:$P,8,FALSE),IF(C14=\"W\",VLOOKUP(B14,'Seasonal Customer Count'!$B:$P,16,FALSE),\"Check\")),0)","v":0},{"$f":"Summary!$D$8*(K14*'Average Project Size'!$F$6+L14*'Average Project Size'!$F$7+M14*'Average Project Size'!$F$8+N14*'Average Project Size'!$F$10+O14*'Average Project Size'!$F$9)/1000","v":0},{"$f":"Summary!$D$8*(K14*F14*'Average Project Size'!$F$6+L14*G14*'Average Project Size'!$F$7+M14*H14*'Average Project Size'!$F$8+N14*I14*'Average Project Size'!$F$10+O14*J14*'Average Project Size'!$F$9)/1000","v":0}]
[null,{"$f":"'Peak Identification'!B13","v":"AIKN11"},{"$f":"'Peak Identification'!D13","v":"S"},{"$f":"'Peak Identification'!E13","v":21},{"$f":"VLOOKUP($D15,'DER Output'!$S$17:$X$41,6,FALSE)","v":0},{"$f":"IF($C15=\"S\",VLOOKUP($D15,'DER Output'!$S$18:$W$41,2,FALSE),VLOOKUP($D15,'DER Output'!$S$18:$W$41,3,FALSE))","v":9.5068228432060471E-4},{"$f":"IF($C15=\"S\",VLOOKUP($D15,'DER Output'!$S$18:$W$41,4,FALSE),VLOOKUP($D15,'DER Output'!$S$18:$W$41,5,FALSE))","v":9.5068228432060471E-4},{"$f":"IF($C15=\"S\",VLOOKUP($D15,'DER Output'!$S$18:$W$41,4,FALSE),VLOOKUP($D15,'DER Output'!$S$18:$W$41,5,FALSE))","v":9.5068228432060471E-4},{"$f":"IF($C15=\"S\",VLOOKUP($D15,'DER Output'!$S$18:$W$41,4,FALSE),VLOOKUP($D15,'DER Output'!$S$18:$W$41,5,FALSE))","v":9.5068228432060471E-4},{"$f":"IF($C15=\"S\",VLOOKUP($D15,'DER Output'!$S$18:$W$41,4,FALSE),VLOOKUP($D15,'DER Output'!$S$18:$W$41,5,FALSE))","v":9.5068228432060471E-4},{"$f":"IFERROR(IF(OR(C15=\"S\",C15=\"D\"),VLOOKUP(B15,'Seasonal Customer Count'!$B:$I,4,FALSE),IF(C15=\"W\",VLOOKUP(B15,'Seasonal Customer Count'!$B:$P,12,FALSE),\"Check\")),0)","v":865},{"$f":"IFERROR(IF(OR(C15=\"S\",C15=\"D\"),VLOOKUP(B15,'Seasonal Customer Count'!$B:$P,5,FALSE),IF(C15=\"W\",VLOOKUP(B15,'Seasonal Customer Count'!$B:$P,13,FALSE),\"Check\")),0)","v":40},{"$f":"IFERROR(IF(OR(C15=\"S\",C15=\"D\"),VLOOKUP(B15,'Seasonal Customer Count'!$B:$P,6,FALSE),IF(C15=\"W\",VLOOKUP(B15,'Seasonal Customer Count'!$B:$P,14,FALSE),\"Check\")),0)","v":23},{"$f":"IFERROR(IF(OR(C15=\"S\",C15=\"D\"),VLOOKUP(B15,'Seasonal Customer Count'!$B:$P,7,FALSE),IF(C15=\"W\",VLOOKUP(B15,'Seasonal Customer Count'!$B:$P,15,FALSE),\"Check\")),0)","v":0},{"$f":"IFERROR(IF(OR(C15=\"S\",C15=\"D\"),VLOOKUP(B15,'Seasonal Customer Count'!$B:$P,8,FALSE),IF(C15=\"W\",VLOOKUP(B15,'Seasonal Customer Count'!$B:$P,16,FALSE),\"Check\")),0)","v":101},{"$f":"Summary!$D$8*(K15*'Average Project Size'!$F$6+L15*'Average Project Size'!$F$7+M15*'Average Project Size'!$F$8+N15*'Average Project Size'!$F$10+O15*'Average Project Size'!$F$9)/1000","v":0.10550986896357405},{"$f":"Summary!$D$8*(K15*F15*'Average Project Size'!$F$6+L15*G15*'Average Project Size'!$F$7+M15*H15*'Average Project Size'!$F$8+N15*I15*'Average Project Size'!$F$10+O15*J15*'Average Project Size'!$F$9)/1000","v":1.0030636324465824E-4}]
[null,{"$f":"'Peak Identification'!B14","v":"AIKN12"},{"$f":"'Peak Identification'!D14","v":"S"},{"$f":"'Peak Identification'!E14","v":16},{"$f":"VLOOKUP($D16,'DER Output'!$S$17:$X$41,6,FALSE)","v":0.22644022312513051},{"$f":"IF($C16=\"S\",VLOOKUP($D16,'DER Output'!$S$18:$W$41,2,FALSE),VLOOKUP($D16,'DER Output'!$S$18:$W$41,3,FALSE))","v":0.44781407722569133},{"$f":"IF($C16=\"S\",VLOOKUP($D16,'DER Output'!$S$18:$W$41,4,FALSE),VLOOKUP($D16,'DER Output'!$S$18:$W$41,5,FALSE))","v":0.44781407722569133},{"$f":"IF($C16=\"S\",VLOOKUP($D16,'DER Output'!$S$18:$W$41,4,FALSE),VLOOKUP($D16,'DER Output'!$S$18:$W$41,5,FALSE))","v":0.44781407722569133},{"$f":"IF($C16=\"S\",VLOOKUP($D16,'DER Output'!$S$18:$W$41,4,FALSE),VLOOKUP($D16,'DER Output'!$S$18:$W$41,5,FALSE))","v":0.44781407722569133},{"$f":"IF($C16=\"S\",VLOOKUP($D16,'DER Output'!$S$18:$W$41,4,FALSE),VLOOKUP($D16,'DER Output'!$S$18:$W$41,5,FALSE))","v":0.44781407722569133},{"$f":"IFERROR(IF(OR(C16=\"S\",C16=\"D\"),VLOOKUP(B16,'Seasonal Customer Count'!$B:$I,4,FALSE),IF(C16=\"W\",VLOOKUP(B16,'Seasonal Customer Count'!$B:$P,12,FALSE),\"Check\")),0)","v":1267},{"$f":"IFERROR(IF(OR(C16=\"S\",C16=\"D\"),VLOOKUP(B16,'Seasonal Customer Count'!$B:$P,5,FALSE),IF(C16=\"W\",VLOOKUP(B16,'Seasonal Customer Count'!$B:$P,13,FALSE),\"Check\")),0)","v":92},{"$f":"IFERROR(IF(OR(C16=\"S\",C16=\"D\"),VLOOKUP(B16,'Seasonal Customer Count'!$B:$P,6,FALSE),IF(C16=\"W\",VLOOKUP(B16,'Seasonal Customer Count'!$B:$P,14,FALSE),\"Check\")),0)","v":79},{"$f":"IFERROR(IF(OR(C16=\"S\",C16=\"D\"),VLOOKUP(B16,'Seasonal Customer Count'!$B:$P,7,FALSE),IF(C16=\"W\",VLOOKUP(B16,'Seasonal Customer Count'!$B:$P,15,FALSE),\"Check\")),0)","v":1},{"$f":"IFERROR(IF(OR(C16=\"S\",C16=\"D\"),VLOOKUP(B16,'Seasonal Customer Count'!$B:$P,8,FALSE),IF(C16=\"W\",VLOOKUP(B16,'Seasonal Customer Count'!$B:$P,16,FALSE),\"Check\")),0)","v":123},{"$f":"Summary!$D$8*(K16*'Average Project Size'!$F$6+L16*'Average Project Size'!$F$7+M16*'Average Project Size'!$F$8+N16*'Average Project Size'!$F$10+O16*'Average Project Size'!$F$9)/1000","v":0.1518615230134738},{"$f":"Summary!$D$8*(K16*F16*'Average Project Size'!$F$6+L16*G16*'Average Project Size'!$F$7+M16*H16*'Average Project Size'!$F$8+N16*I16*'Average Project Size'!$F$10+O16*J16*'Average Project Size'!$F$9)/1000","v":6.8005727794366852E-2}]
[null,{"$f":"'Peak Identification'!B15","v":"AIKN13"},{"$f":"'Peak Identification'!D15","v":"D"},{"$f":"'Peak Identification'!E15","v":14},{"$f":"VLOOKUP($D17,'DER Output'!$S$17:$X$41,6,FALSE)","v":0.26694349499860076},{"$f":"IF($C17=\"S\",VLOOKUP($D17,'DER Output'!$S$18:$W$41,2,FALSE),VLOOKUP($D17,'DER Output'!$S$18:$W$41,3,FALSE))","v":0.27846114888120072},{"$f":"IF($C17=\"S\",VLOOKUP($D17,'DER Output'!$S$18:$W$41,4,FALSE),VLOOKUP($D17,'DER Output'!$S$18:$W$41,5,FALSE))","v":0.27846114888120072},{"$f":"IF($C17=\"S\",VLOOKUP($D17,'DER Output'!$S$18:$W$41,4,FALSE),VLOOKUP($D17,'DER Output'!$S$18:$W$41,5,FALSE))","v":0.27846114888120072},{"$f":"IF($C17=\"S\",VLOOKUP($D17,'DER Output'!$S$18:$W$41,4,FALSE),VLOOKUP($D17,'DER Output'!$S$18:$W$41,5,FALSE))","v":0.27846114888120072},{"$f":"IF($C17=\"S\",VLOOKUP($D17,'DER Output'!$S$18:$W$41,4,FALSE),VLOOKUP($D17,'DER Output'!$S$18:$W$41,5,FALSE))","v":0.27846114888120072},{"$f":"IFERROR(IF(OR(C17=\"S\",C17=\"D\"),VLOOKUP(B17,'Seasonal Customer Count'!$B:$I,4,FALSE),IF(C17=\"W\",VLOOKUP(B17,'Seasonal Customer Count'!$B:$P,12,FALSE),\"Check\")),0)","v":89},{"$f":"IFERROR(IF(OR(C17=\"S\",C17=\"D\"),VLOOKUP(B17,'Seasonal Customer Count'!$B:$P,5,FALSE),IF(C17=\"W\",VLOOKUP(B17,'Seasonal Customer Count'!$B:$P,13,FALSE),\"Check\")),0)","v":22},{"$f":"IFERROR(IF(OR(C17=\"S\",C17=\"D\"),VLOOKUP(B17,'Seasonal Customer Count'!$B:$P,6,FALSE),IF(C17=\"W\",VLOOKUP(B17,'Seasonal Customer Count'!$B:$P,14,FALSE),\"Check\")),0)","v":45},{"$f":"IFERROR(IF(OR(C17=\"S\",C17=\"D\"),VLOOKUP(B17,'Seasonal Customer Count'!$B:$P,7,FALSE),IF(C17=\"W\",VLOOKUP(B17,'Seasonal Customer Count'!$B:$P,15,FALSE),\"Check\")),0)","v":1},{"$f":"IFERROR(IF(OR(C17=\"S\",C17=\"D\"),VLOOKUP(B17,'Seasonal Customer Count'!$B:$P,8,FALSE),IF(C17=\"W\",VLOOKUP(B17,'Seasonal Customer Count'!$B:$P,16,FALSE),\"Check\")),0)","v":7},{"$f":"Summary!$D$8*(K17*'Average Project Size'!$F$6+L17*'Average Project Size'!$F$7+M17*'Average Project Size'!$F$8+N17*'Average Project Size'!$F$10+O17*'Average Project Size'!$F$9)/1000","v":2.0278078349375679E-2},{"$f":"Summary!$D$8*(K17*F17*'Average Project Size'!$F$6+L17*G17*'Average Project Size'!$F$7+M17*H17*'Average Project Size'!$F$8+N17*I17*'Average Project Size'!$F$10+O17*J17*'Average Project Size'!$F$9)/1000","v":5.646656994270154E-3}]
[null,{"$f":"'Peak Identification'!B16","v":"AIKN T-051"},{"$f":"'Peak Identification'!D16","v":"S"},{"$f":"'Peak Identification'!E16","v":16},{"$f":"VLOOKUP($D18,'DER Output'!$S$17:$X$41,6,FALSE)","v":0.22644022312513051},{"$f":"IF($C18=\"S\",VLOOKUP($D18,'DER Output'!$S$18:$W$41,2,FALSE),VLOOKUP($D18,'DER Output'!$S$18:$W$41,3,FALSE))","v":0.44781407722569133},{"$f":"IF($C18=\"S\",VLOOKUP($D18,'DER Output'!$S$18:$W$41,4,FALSE),VLOOKUP($D18,'DER Output'!$S$18:$W$41,5,FALSE))","v":0.44781407722569133},{"$f":"IF($C18=\"S\",VLOOKUP($D18,'DER Output'!$S$18:$W$41,4,FALSE),VLOOKUP($D18,'DER Output'!$S$18:$W$41,5,FALSE))","v":0.44781407722569133},{"$f":"IF($C18=\"S\",VLOOKUP($D18,'DER Output'!$S$18:$W$41,4,FALSE),VLOOKUP($D18,'DER Output'!$S$18:$W$41,5,FALSE))","v":0.44781407722569133},{"$f":"IF($C18=\"S\",VLOOKUP($D18,'DER Output'!$S$18:$W$41,4,FALSE),VLOOKUP($D18,'DER Output'!$S$18:$W$41,5,FALSE))","v":0.44781407722569133},{"$f":"IFERROR(IF(OR(C18=\"S\",C18=\"D\"),VLOOKUP(B18,'Seasonal Customer Count'!$B:$I,4,FALSE),IF(C18=\"W\",VLOOKUP(B18,'Seasonal Customer Count'!$B:$P,12,FALSE),\"Check\")),0)","v":1267},{"$f":"IFERROR(IF(OR(C18=\"S\",C18=\"D\"),VLOOKUP(B18,'Seasonal Customer Count'!$B:$P,5,FALSE),IF(C18=\"W\",VLOOKUP(B18,'Seasonal Customer Count'!$B:$P,13,FALSE),\"Check\")),0)","v":92},{"$f":"IFERROR(IF(OR(C18=\"S\",C18=\"D\"),VLOOKUP(B18,'Seasonal Customer Count'!$B:$P,6,FALSE),IF(C18=\"W\",VLOOKUP(B18,'Seasonal Customer Count'!$B:$P,14,FALSE),\"Check\")),0)","v":79},{"$f":"IFERROR(IF(OR(C18=\"S\",C18=\"D\"),VLOOKUP(B18,'Seasonal Customer Count'!$B:$P,7,FALSE),IF(C18=\"W\",VLOOKUP(B18,'Seasonal Customer Count'!$B:$P,15,FALSE),\"Check\")),0)","v":1},{"$f":"IFERROR(IF(OR(C18=\"S\",C18=\"D\"),VLOOKUP(B18,'Seasonal Customer Count'!$B:$P,8,FALSE),IF(C18=\"W\",VLOOKUP(B18,'Seasonal Customer Count'!$B:$P,16,FALSE),\"Check\")),0)","v":123},{"$f":"Summary!$D$8*(K18*'Average Project Size'!$F$6+L18*'Average Project Size'!$F$7+M18*'Average Project Size'!$F$8+N18*'Average Project Size'!$F$10+O18*'Average Project Size'!$F$9)/1000","v":0.1518615230134738},{"$f":"Summary!$D$8*(K18*F18*'Average Project Size'!$F$6+L18*G18*'Average Project Size'!$F$7+M18*H18*'Average Project Size'!$F$8+N18*I18*'Average Project Size'!$F$10+O18*J18*'Average Project Size'!$F$9)/1000","v":6.8005727794366852E-2}]
[null,{"$f":"'Peak Identification'!B17","v":"AIKN T-052"},{"$f":"'Peak Identification'!D17","v":"S"},{"$f":"'Peak Identification'!E17","v":14},{"$f":"VLOOKUP($D19,'DER Output'!$S$17:$X$41,6,FALSE)","v":0.26694349499860076},{"$f":"IF($C19=\"S\",VLOOKUP($D19,'DER Output'!$S$18:$W$41,2,FALSE),VLOOKUP($D19,'DER Output'!$S$18:$W$41,3,FALSE))","v":0.65426593965075153},{"$f":"IF($C19=\"S\",VLOOKUP($D19,'DER Output'!$S$18:$W$41,4,FALSE),VLOOKUP($D19,'DER Output'!$S$18:$W$41,5,FALSE))","v":0.65426593965075153},{"$f":"IF($C19=\"S\",VLOOKUP($D19,'DER Output'!$S$18:$W$41,4,FALSE),VLOOKUP($D19,'DER Output'!$S$18:$W$41,5,FALSE))","v":0.65426593965075153},{"$f":"IF($C19=\"S\",VLOOKUP($D19,'DER Output'!$S$18:$W$41,4,FALSE),VLOOKUP($D19,'DER Output'!$S$18:$W$41,5,FALSE))","v":0.65426593965075153},{"$f":"IF($C19=\"S\",VLOOKUP($D19,'DER Output'!$S$18:$W$41,4,FALSE),VLOOKUP($D19,'DER Output'!$S$18:$W$41,5,FALSE))","v":0.65426593965075153},{"$f":"IFERROR(IF(OR(C19=\"S\",C19=\"D\"),VLOOKUP(B19,'Seasonal Customer Count'!$B:$I,4,FALSE),IF(C19=\"W\",VLOOKUP(B19,'Seasonal Customer Count'!$B:$P,12,FALSE),\"Check\")),0)","v":954},{"$f":"IFERROR(IF(OR(C19=\"S\",C19=\"D\"),VLOOKUP(B19,'Seasonal Customer Count'!$B:$P,5,FALSE),IF(C19=\"W\",VLOOKUP(B19,'Seasonal Customer Count'!$B:$P,13,FALSE),\"Check\")),0)","v":62},{"$f":"IFERROR(IF(OR(C19=\"S\",C19=\"D\"),VLOOKUP(B19,'Seasonal Customer Count'!$B:$P,6,FALSE),IF(C19=\"W\",VLOOKUP(B19,'Seasonal Customer Count'!$B:$P,14,FALSE),\"Check\")),0)","v":68},{"$f":"IFERROR(IF(OR(C19=\"S\",C19=\"D\"),VLOOKUP(B19,'Seasonal Customer Count'!$B:$P,7,FALSE),IF(C19=\"W\",VLOOKUP(B19,'Seasonal Customer Count'!$B:$P,15,FALSE),\"Check\")),0)","v":1},{"$f":"IFERROR(IF(OR(C19=\"S\",C19=\"D\"),VLOOKUP(B19,'Seasonal Customer Count'!$B:$P,8,FALSE),IF(C19=\"W\",VLOOKUP(B19,'Seasonal Customer Count'!$B:$P,16,FALSE),\"Check\")),0)","v":108},{"$f":"Summary!$D$8*(K19*'Average Project Size'!$F$6+L19*'Average Project Size'!$F$7+M19*'Average Project Size'!$F$8+N19*'Average Project Size'!$F$10+O19*'Average Project Size'!$F$9)/1000","v":0.12578794731294973},{"$f":"Summary!$D$8*(K19*F19*'Average Project Size'!$F$6+L19*G19*'Average Project Size'!$F$7+M19*H19*'Average Project Size'!$F$8+N19*I19*'Average Project Size'!$F$10+O19*J19*'Average Project Size'!$F$9)/1000","v":8.2298769545446279E-2}]
[null,{"$f":"'Peak Identification'!B18","v":"ALMA11"},{"$f":"'Peak Identification'!D18","v":"W"},{"$f":"'Peak Identification'!E18","v":17},{"$f":"VLOOKUP($D20,'DER Output'!$S$17:$X$41,6,FALSE)","v":0.19174838710475617},{"$f":"IF($C20=\"S\",VLOOKUP($D20,'DER Output'!$S$18:$W$41,2,FALSE),VLOOKUP($D20,'DER Output'!$S$18:$W$41,3,FALSE))","v":1.5799980883983985E-2},{"$f":"IF($C20=\"S\",VLOOKUP($D20,'DER Output'!$S$18:$W$41,4,FALSE),VLOOKUP($D20,'DER Output'!$S$18:$W$41,5,FALSE))","v":1.5799980883983985E-2},{"$f":"IF($C20=\"S\",VLOOKUP($D20,'DER Output'!$S$18:$W$41,4,FALSE),VLOOKUP($D20,'DER Output'!$S$18:$W$41,5,FALSE))","v":1.5799980883983985E-2},{"$f":"IF($C20=\"S\",VLOOKUP($D20,'DER Output'!$S$18:$W$41,4,FALSE),VLOOKUP($D20,'DER Output'!$S$18:$W$41,5,FALSE))","v":1.5799980883983985E-2},{"$f":"IF($C20=\"S\",VLOOKUP($D20,'DER Output'!$S$18:$W$41,4,FALSE),VLOOKUP($D20,'DER Output'!$S$18:$W$41,5,FALSE))","v":1.5799980883983985E-2},{"$f":"IFERROR(IF(OR(C20=\"S\",C20=\"D\"),VLOOKUP(B20,'Seasonal Customer Count'!$B:$I,4,FALSE),IF(C20=\"W\",VLOOKUP(B20,'Seasonal Customer Count'!$B:$P,12,FALSE),\"Check\")),0)","v":0},{"$f":"IFERROR(IF(OR(C20=\"S\",C20=\"D\"),VLOOKUP(B20,'Seasonal Customer Count'!$B:$P,5,FALSE),IF(C20=\"W\",VLOOKUP(B20,'Seasonal Customer Count'!$B:$P,13,FALSE),\"Check\")),0)","v":0},{"$f":"IFERROR(IF(OR(C20=\"S\",C20=\"D\"),VLOOKUP(B20,'Seasonal Customer Count'!$B:$P,6,FALSE),IF(C20=\"W\",VLOOKUP(B20,'Seasonal Customer Count'!$B:$P,14,FALSE),\"Check\")),0)","v":0},{"$f":"IFERROR(IF(OR(C20=\"S\",C20=\"D\"),VLOOKUP(B20,'Seasonal Customer Count'!$B:$P,7,FALSE),IF(C20=\"W\",VLOOKUP(B20,'Seasonal Customer Count'!$B:$P,15,FALSE),\"Check\")),0)","v":0},{"$f":"IFERROR(IF(OR(C20=\"S\",C20=\"D\"),VLOOKUP(B20,'Seasonal Customer Count'!$B:$P,8,FALSE),IF(C20=\"W\",VLOOKUP(B20,'Seasonal Customer Count'!$B:$P,16,FALSE),\"Check\")),0)","v":0},{"$f":"Summary!$D$8*(K20*'Average Project Size'!$F$6+L20*'Average Project Size'!$F$7+M20*'Average Project Size'!$F$8+N20*'Average Project Size'!$F$10+O20*'Average Project Size'!$F$9)/1000","v":0},{"$f":"Summary!$D$8*(K20*F20*'Average Project Size'!$F$6+L20*G20*'Average Project Size'!$F$7+M20*H20*'Average Project Size'!$F$8+N20*I20*'Average Project Size'!$F$10+O20*J20*'Average Project Size'!$F$9)/1000","v":0}]
[null,{"$f":"'Peak Identification'!B19","v":"ALMA12"},{"$f":"'Peak Identification'!D19","v":"W"},{"$f":"'Peak Identification'!E19","v":18},{"$f":"VLOOKUP($D21,'DER Output'!$S$17:$X$41,6,FALSE)","v":0.16032398020038169},{"$f":"IF($C21=\"S\",VLOOKUP($D21,'DER Output'!$S$18:$W$41,2,FALSE),VLOOKUP($D21,'DER Output'!$S$18:$W$41,3,FALSE))","v":5.535976984247182E-4},{"$f":"IF($C21=\"S\",VLOOKUP($D21,'DER Output'!$S$18:$W$41,4,FALSE),VLOOKUP($D21,'DER Output'!$S$18:$W$41,5,FALSE))","v":5.535976984247182E-4},{"$f":"IF($C21=\"S\",VLOOKUP($D21,'DER Output'!$S$18:$W$41,4,FALSE),VLOOKUP($D21,'DER Output'!$S$18:$W$41,5,FALSE))","v":5.535976984247182E-4},{"$f":"IF($C21=\"S\",VLOOKUP($D21,'DER Output'!$S$18:$W$41,4,FALSE),VLOOKUP($D21,'DER Output'!$S$18:$W$41,5,FALSE))","v":5.535976984247182E-4},{"$f":"IF($C21=\"S\",VLOOKUP($D21,'DER Output'!$S$18:$W$41,4,FALSE),VLOOKUP($D21,'DER Output'!$S$18:$W$41,5,FALSE))","v":5.535976984247182E-4},{"$f":"IFERROR(IF(OR(C21=\"S\",C21=\"D\"),VLOOKUP(B21,'Seasonal Customer Count'!$B:$I,4,FALSE),IF(C21=\"W\",VLOOKUP(B21,'Seasonal Customer Count'!$B:$P,12,FALSE),\"Check\")),0)","v":197},{"$f":"IFERROR(IF(OR(C21=\"S\",C21=\"D\"),VLOOKUP(B21,'Seasonal Customer Count'!$B:$P,5,FALSE),IF(C21=\"W\",VLOOKUP(B21,'Seasonal Customer Count'!$B:$P,13,FALSE),\"Check\")),0)","v":270},{"$f":"IFERROR(IF(OR(C21=\"S\",C21=\"D\"),VLOOKUP(B21,'Seasonal Customer Count'!$B:$P,6,FALSE),IF(C21=\"W\",VLOOKUP(B21,'Seasonal Customer Count'!$B:$P,14,FALSE),\"Check\")),0)","v":9},{"$f":"IFERROR(IF(OR(C21=\"S\",C21=\"D\"),VLOOKUP(B21,'Seasonal Customer Count'!$B:$P,7,FALSE),IF(C21=\"W\",VLOOKUP(B21,'Seasonal Customer Count'!$B:$P,15,FALSE),\"Check\")),0)","v":44},{"$f":"IFERROR(IF(OR(C21=\"S\",C21=\"D\"),VLOOKUP(B21,'Seasonal Customer Count'!$B:$P,8,FALSE),IF(C21=\"W\",VLOOKUP(B21,'Seasonal Customer Count'!$B:$P,16,FALSE),\"Check\")),0)","v":0},{"$f":"Summary!$D$8*(K21*'Average Project Size'!$F$6+L21*'Average Project Size'!$F$7+M21*'Average Project Size'!$F$8+N21*'Average Project Size'!$F$10+O21*'Average Project Size'!$F$9)/1000","v":0.15834420005586416},{"$f":"Summary!$D$8*(K21*F21*'Average Project Size'!$F$6+L21*G21*'Average Project Size'!$F$7+M21*H21*'Average Project Size'!$F$8+N21*I21*'Average Project Size'!$F$10+O21*J21*'Average Project Size'!$F$9)/1000","v":8.7658984709829539E-5}]
[null,{"$f":"'Peak Identification'!B20","v":"ALMA13"},{"$f":"'Peak Identification'!D20","v":"S"},{"$f":"'Peak Identification'!E20","v":17},{"$f":"VLOOKUP($D22,'DER Output'!$S$17:$X$41,6,FALSE)","v":0.19174838710475617},{"$f":"IF($C22=\"S\",VLOOKUP($D22,'DER Output'!$S$18:$W$41,2,FALSE),VLOOKUP($D22,'DER Output'!$S$18:$W$41,3,FALSE))","v":0.30300399777640191},{"$f":"IF($C22=\"S\",VLOOKUP($D22,'DER Output'!$S$18:$W$41,4,FALSE),VLOOKUP($D22,'DER Output'!$S$18:$W$41,5,FALSE))","v":0.30300399777640191},{"$f":"IF($C22=\"S\",VLOOKUP($D22,'DER Output'!$S$18:$W$41,4,FALSE),VLOOKUP($D22,'DER Output'!$S$18:$W$41,5,FALSE))","v":0.30300399777640191},{"$f":"IF($C22=\"S\",VLOOKUP($D22,'DER Output'!$S$18:$W$41,4,FALSE),VLOOKUP($D22,'DER Output'!$S$18:$W$41,5,FALSE))","v":0.30300399777640191},{"$f":"IF($C22=\"S\",VLOOKUP($D22,'DER Output'!$S$18:$W$41,4,FALSE),VLOOKUP($D22,'DER Output'!$S$18:$W$41,5,FALSE))","v":0.30300399777640191},{"$f":"IFERROR(IF(OR(C22=\"S\",C22=\"D\"),VLOOKUP(B22,'Seasonal Customer Count'!$B:$I,4,FALSE),IF(C22=\"W\",VLOOKUP(B22,'Seasonal Customer Count'!$B:$P,12,FALSE),\"Check\")),0)","v":758},{"$f":"IFERROR(IF(OR(C22=\"S\",C22=\"D\"),VLOOKUP(B22,'Seasonal Customer Count'!$B:$P,5,FALSE),IF(C22=\"W\",VLOOKUP(B22,'Seasonal Customer Count'!$B:$P,13,FALSE),\"Check\")),0)","v":35},{"$f":"IFERROR(IF(OR(C22=\"S\",C22=\"D\"),VLOOKUP(B22,'Seasonal Customer Count'!$B:$P,6,FALSE),IF(C22=\"W\",VLOOKUP(B22,'Seasonal Customer Count'!$B:$P,14,FALSE),\"Check\")),0)","v":103},{"$f":"IFERROR(IF(OR(C22=\"S\",C22=\"D\"),VLOOKUP(B22,'Seasonal Customer Count'!$B:$P,7,FALSE),IF(C22=\"W\",VLOOKUP(B22,'Seasonal Customer Count'!$B:$P,15,FALSE),\"Check\")),0)","v":0},{"$f":"IFERROR(IF(OR(C22=\"S\",C22=\"D\"),VLOOKUP(B22,'Seasonal Customer Count'!$B:$P,8,FALSE),IF(C22=\"W\",VLOOKUP(B22,'Seasonal Customer Count'!$B:$P,16,FALSE),\"Check\")),0)","v":0},{"$f":"Summary!$D$8*(K22*'Average Project Size'!$F$6+L22*'Average Project Size'!$F$7+M22*'Average Project Size'!$F$8+N22*'Average Project Size'!$F$10+O22*'Average Project Size'!$F$9)/1000","v":5.0409864554363068E-2},{"$f":"Summary!$D$8*(K22*F22*'Average Project Size'!$F$6+L22*G22*'Average Project Size'!$F$7+M22*H22*'Average Project Size'!$F$8+N22*I22*'Average Project Size'!$F$10+O22*J22*'Average Project Size'!$F$9)/1000","v":1.5274390487338946E-2}]
[null,{"$f":"'Peak Identification'!B21","v":"ALMA14"},{"$f":"'Peak Identification'!D21","v":"S"},{"$f":"'Peak Identification'!E21","v":15},{"$f":"VLOOKUP($D23,'DER Output'!$S$17:$X$41,6,FALSE)","v":0.24675324675324678},{"$f":"IF($C23=\"S\",VLOOKUP($D23,'DER Output'!$S$18:$W$41,2,FALSE),VLOOKUP($D23,'DER Output'!$S$18:$W$41,3,FALSE))","v":0.57498529407079435},{"$f":"IF($C23=\"S\",VLOOKUP($D23,'DER Output'!$S$18:$W$41,4,FALSE),VLOOKUP($D23,'DER Output'!$S$18:$W$41,5,FALSE))","v":0.57498529407079435},{"$f":"IF($C23=\"S\",VLOOKUP($D23,'DER Output'!$S$18:$W$41,4,FALSE),VLOOKUP($D23,'DER Output'!$S$18:$W$41,5,FALSE))","v":0.57498529407079435},{"$f":"IF($C23=\"S\",VLOOKUP($D23,'DER Output'!$S$18:$W$41,4,FALSE),VLOOKUP($D23,'DER Output'!$S$18:$W$41,5,FALSE))","v":0.57498529407079435},{"$f":"IF($C23=\"S\",VLOOKUP($D23,'DER Output'!$S$18:$W$41,4,FALSE),VLOOKUP($D23,'DER Output'!$S$18:$W$41,5,FALSE))","v":0.57498529407079435},{"$f":"IFERROR(IF(OR(C23=\"S\",C23=\"D\"),VLOOKUP(B23,'Seasonal Customer Count'!$B:$I,4,FALSE),IF(C23=\"W\",VLOOKUP(B23,'Seasonal Customer Count'!$B:$P,12,FALSE),\"Check\")),0)","v":770},{"$f":"IFERROR(IF(OR(C23=\"S\",C23=\"D\"),VLOOKUP(B23,'Seasonal Customer Count'!$B:$P,5,FALSE),IF(C23=\"W\",VLOOKUP(B23,'Seasonal Customer Count'!$B:$P,13,FALSE),\"Check\")),0)","v":26},{"$f":"IFERROR(IF(OR(C23=\"S\",C23=\"D\"),VLOOKUP(B23,'Seasonal Customer Count'!$B:$P,6,FALSE),IF(C23=\"W\",VLOOKUP(B23,'Seasonal Customer Count'!$B:$P,14,FALSE),\"Check\")),0)","v":57},{"$f":"IFERROR(IF(OR(C23=\"S\",C23=\"D\"),VLOOKUP(B23,'Seasonal Customer Count'!$B:$P,7,FALSE),IF(C23=\"W\",VLOOKUP(B23,'Seasonal Customer Count'!$B:$P,15,FALSE),\"Check\")),0)","v":0},{"$f":"IFERROR(IF(OR(C23=\"S\",C23=\"D\"),VLOOKUP(B23,'Seasonal Customer Count'!$B:$P,8,FALSE),IF(C23=\"W\",VLOOKUP(B23,'Seasonal Customer Count'!$B:$P,16,FALSE),\"Check\")),0)","v":0},{"$f":"Summary!$D$8*(K23*'Average Project Size'!$F$6+L23*'Average Project Size'!$F$7+M23*'Average Project Size'!$F$8+N23*'Average Project Size'!$F$10+O23*'Average Project Size'!$F$9)/1000","v":4.2315510274454814E-2},{"$f":"Summary!$D$8*(K23*F23*'Average Project Size'!$F$6+L23*G23*'Average Project Size'!$F$7+M23*H23*'Average Project Size'!$F$8+N23*I23*'Average Project Size'!$F$10+O23*J23*'Average Project Size'!$F$9)/1000","v":2.4330796118913121E-2}]
[null,{"$f":"'Peak Identification'!B22","v":"ALMA15"},{"$f":"'Peak Identification'!D22","v":"D"},{"$f":"'Peak Identification'!E22","v":16},{"$f":"VLOOKUP($D24,'DER Output'!$S$17:$X$41,6,FALSE)","v":0.22644022312513051},{"$f":"IF($C24=\"S\",VLOOKUP($D24,'DER Output'!$S$18:$W$41,2,FALSE),VLOOKUP($D24,'DER Output'!$S$18:$W$41,3,FALSE))","v":8.1567307668477237E-2},{"$f":"IF($C24=\"S\",VLOOKUP($D24,'DER Output'!$S$18:$W$41,4,FALSE),VLOOKUP($D24,'DER Output'!$S$18:$W$41,5,FALSE))","v":8.1567307668477237E-2},{"$f":"IF($C24=\"S\",VLOOKUP($D24,'DER Output'!$S$18:$W$41,4,FALSE),VLOOKUP($D24,'DER Output'!$S$18:$W$41,5,FALSE))","v":8.1567307668477237E-2},{"$f":"IF($C24=\"S\",VLOOKUP($D24,'DER Output'!$S$18:$W$41,4,FALSE),VLOOKUP($D24,'DER Output'!$S$18:$W$41,5,FALSE))","v":8.1567307668477237E-2},{"$f":"IF($C24=\"S\",VLOOKUP($D24,'DER Output'!$S$18:$W$41,4,FALSE),VLOOKUP($D24,'DER Output'!$S$18:$W$41,5,FALSE))","v":8.1567307668477237E-2},{"$f":"IFERROR(IF(OR(C24=\"S\",C24=\"D\"),VLOOKUP(B24,'Seasonal Customer Count'!$B:$I,4,FALSE),IF(C24=\"W\",VLOOKUP(B24,'Seasonal Customer Count'!$B:$P,12,FALSE),\"Check\")),0)","v":487},{"$f":"IFERROR(IF(OR(C24=\"S\",C24=\"D\"),VLOOKUP(B24,'Seasonal Customer Count'!$B:$P,5,FALSE),IF(C24=\"W\",VLOOKUP(B24,'Seasonal Customer Count'!$B:$P,13,FALSE),\"Check\")),0)","v":23},{"$f":"IFERROR(IF(OR(C24=\"S\",C24=\"D\"),VLOOKUP(B24,'Seasonal Customer Count'!$B:$P,6,FALSE),IF(C24=\"W\",VLOOKUP(B24,'Seasonal Customer Count'!$B:$P,14,FALSE),\"Check\")),0)","v":38},{"$f":"IFERROR(IF(OR(C24=\"S\",C24=\"D\"),VLOOKUP(B24,'Seasonal Customer Count'!$B:$P,7,FALSE),IF(C24=\"W\",VLOOKUP(B24,'Seasonal Customer Count'!$B:$P,15,FALSE),\"Check\")),0)","v":0},{"$f":"IFERROR(IF(OR(C24=\"S\",C24=\"D\"),VLOOKUP(B24,'Seasonal Customer Count'!$B:$P,8,FALSE),IF(C24=\"W\",VLOOKUP(B24,'Seasonal Customer Count'!$B:$P,16,FALSE),\"Check\")),0)","v":0},{"$f":"Summary!$D$8*(K24*'Average Project Size'!$F$6+L24*'Average Project Size'!$F$7+M24*'Average Project Size'!$F$8+N24*'Average Project Size'!$F$10+O24*'Average Project Size'!$F$9)/1000","v":2.7579291069350014E-2},{"$f":"Summary!$D$8*(K24*F24*'Average Project Size'!$F$6+L24*G24*'Average Project Size'!$F$7+M24*H24*'Average Project Size'!$F$8+N24*I24*'Average Project Size'!$F$10+O24*J24*'Average Project Size'!$F$9)/1000","v":2.2495685199321594E-3}]
[null,{"$f":"'Peak Identification'!B23","v":"ALMA16"},{"$f":"'Peak Identification'!D23","v":"S"},{"$f":"'Peak Identification'!E23","v":14},{"$f":"VLOOKUP($D25,'DER Output'!$S$17:$X$41,6,FALSE)","v":0.26694349499860076},{"$f":"IF($C25=\"S\",VLOOKUP($D25,'DER Output'!$S$18:$W$41,2,FALSE),VLOOKUP($D25,'DER Output'!$S$18:$W$41,3,FALSE))","v":0.65426593965075153},{"$f":"IF($C25=\"S\",VLOOKUP($D25,'DER Output'!$S$18:$W$41,4,FALSE),VLOOKUP($D25,'DER Output'!$S$18:$W$41,5,FALSE))","v":0.65426593965075153},{"$f":"IF($C25=\"S\",VLOOKUP($D25,'DER Output'!$S$18:$W$41,4,FALSE),VLOOKUP($D25,'DER Output'!$S$18:$W$41,5,FALSE))","v":0.65426593965075153},{"$f":"IF($C25=\"S\",VLOOKUP($D25,'DER Output'!$S$18:$W$41,4,FALSE),VLOOKUP($D25,'DER Output'!$S$18:$W$41,5,FALSE))","v":0.65426593965075153},{"$f":"IF($C25=\"S\",VLOOKUP($D25,'DER Output'!$S$18:$W$41,4,FALSE),VLOOKUP($D25,'DER Output'!$S$18:$W$41,5,FALSE))","v":0.65426593965075153},{"$f":"IFERROR(IF(OR(C25=\"S\",C25=\"D\"),VLOOKUP(B25,'Seasonal Customer Count'!$B:$I,4,FALSE),IF(C25=\"W\",VLOOKUP(B25,'Seasonal Customer Count'!$B:$P,12,FALSE),\"Check\")),0)","v":449},{"$f":"IFERROR(IF(OR(C25=\"S\",C25=\"D\"),VLOOKUP(B25,'Seasonal Customer Count'!$B:$P,5,FALSE),IF(C25=\"W\",VLOOKUP(B25,'Seasonal Customer Count'!$B:$P,13,FALSE),\"Check\")),0)","v":24},{"$f":"IFERROR(IF(OR(C25=\"S\",C25=\"D\"),VLOOKUP(B25,'Seasonal Customer Count'!$B:$P,6,FALSE),IF(C25=\"W\",VLOOKUP(B25,'Seasonal Customer Count'!$B:$P,14,FALSE),\"Check\")),0)","v":47},{"$f":"IFERROR(IF(OR(C25=\"S\",C25=\"D\"),VLOOKUP(B25,'Seasonal Customer Count'!$B:$P,7,FALSE),IF(C25=\"W\",VLOOKUP(B25,'Seasonal Customer Count'!$B:$P,15,FALSE),\"Check\")),0)","v":1},{"$f":"IFERROR(IF(OR(C25=\"S\",C25=\"D\"),VLOOKUP(B25,'Seasonal Customer Count'!$B:$P,8,FALSE),IF(C25=\"W\",VLOOKUP(B25,'Seasonal Customer Count'!$B:$P,16,FALSE),\"Check\")),0)","v":0},{"$f":"Summary!$D$8*(K25*'Average Project Size'!$F$6+L25*'Average Project Size'!$F$7+M25*'Average Project Size'!$F$8+N25*'Average Project Size'!$F$10+O25*'Average Project Size'!$F$9)/1000","v":3.0625592244462017E-2},{"$f":"Summary!$D$8*(K25*F25*'Average Project Size'!$F$6+L25*G25*'Average Project Size'!$F$7+M25*H25*'Average Project Size'!$F$8+N25*I25*'Average Project Size'!$F$10+O25*J25*'Average Project Size'!$F$9)/1000","v":2.0037281887183709E-2}]
[null,{"$f":"'Peak Identification'!B24","v":"ALMA17"},{"$f":"'Peak Identification'!D24","v":"S"},{"$f":"'Peak Identification'!E24","v":14},{"$f":"VLOOKUP($D26,'DER Output'!$S$17:$X$41,6,FALSE)","v":0.26694349499860076},{"$f":"IF($C26=\"S\",VLOOKUP($D26,'DER Output'!$S$18:$W$41,2,FALSE),VLOOKUP($D26,'DER Output'!$S$18:$W$41,3,FALSE))","v":0.65426593965075153},{"$f":"IF($C26=\"S\",VLOOKUP($D26,'DER Output'!$S$18:$W$41,4,FALSE),VLOOKUP($D26,'DER Output'!$S$18:$W$41,5,FALSE))","v":0.65426593965075153},{"$f":"IF($C26=\"S\",VLOOKUP($D26,'DER Output'!$S$18:$W$41,4,FALSE),VLOOKUP($D26,'DER Output'!$S$18:$W$41,5,FALSE))","v":0.65426593965075153},{"$f":"IF($C26=\"S\",VLOOKUP($D26,'DER Output'!$S$18:$W$41,4,FALSE),VLOOKUP($D26,'DER Output'!$S$18:$W$41,5,FALSE))","v":0.65426593965075153},{"$f":"IF($C26=\"S\",VLOOKUP($D26,'DER Output'!$S$18:$W$41,4,FALSE),VLOOKUP($D26,'DER Output'!$S$18:$W$41,5,FALSE))","v":0.65426593965075153},{"$f":"IFERROR(IF(OR(C26=\"S\",C26=\"D\"),VLOOKUP(B26,'Seasonal Customer Count'!$B:$I,4,FALSE),IF(C26=\"W\",VLOOKUP(B26,'Seasonal Customer Count'!$B:$P,12,FALSE),\"Check\")),0)","v":185},{"$f":"IFERROR(IF(OR(C26=\"S\",C26=\"D\"),VLOOKUP(B26,'Seasonal Customer Count'!$B:$P,5,FALSE),IF(C26=\"W\",VLOOKUP(B26,'Seasonal Customer Count'!$B:$P,13,FALSE),\"Check\")),0)","v":45},{"$f":"IFERROR(IF(OR(C26=\"S\",C26=\"D\"),VLOOKUP(B26,'Seasonal Customer Count'!$B:$P,6,FALSE),IF(C26=\"W\",VLOOKUP(B26,'Seasonal Customer Count'!$B:$P,14,FALSE),\"Check\")),0)","v":69},{"$f":"IFERROR(IF(OR(C26=\"S\",C26=\"D\"),VLOOKUP(B26,'Seasonal Customer Count'!$B:$P,7,FALSE),IF(C26=\"W\",VLOOKUP(B26,'Seasonal Customer Count'!$B:$P,15,FALSE),\"Check\")),0)","v":2},{"$f":"IFERROR(IF(OR(C26=\"S\",C26=\"D\"),VLOOKUP(B26,'Seasonal Customer Count'!$B:$P,8,FALSE),IF(C26=\"W\",VLOOKUP(B26,'Seasonal Customer Count'!$B:$P,16,FALSE),\"Check\")),0)","v":0},{"$f":"Summary!$D$8*(K26*'Average Project Size'!$F$6+L26*'Average Project Size'!$F$7+M26*'Average Project Size'!$F$8+N26*'Average Project Size'!$F$10+O26*'Average Project Size'!$F$9)/1000","v":2.8391695984473567E-2},{"$f":"Summary!$D$8*(K26*F26*'Average Project Size'!$F$6+L26*G26*'Average Project Size'!$F$7+M26*H26*'Average Project Size'!$F$8+N26*I26*'Average Project Size'!$F$10+O26*J26*'Average Project Size'!$F$9)/1000","v":1.8575719651560071E-2}]
[null,{"$f":"'Peak Identification'!B25","v":"ALMA18"},{"$f":"'Peak Identification'!D25","v":"D"},{"$f":"'Peak Identification'!E25","v":16},{"$f":"VLOOKUP($D27,'DER Output'!$S$17:$X$41,6,FALSE)","v":0.22644022312513051},{"$f":"IF($C27=\"S\",VLOOKUP($D27,'DER Output'!$S$18:$W$41,2,FALSE),VLOOKUP($D27,'DER Output'!$S$18:$W$41,3,FALSE))","v":8.1567307668477237E-2},{"$f":"IF($C27=\"S\",VLOOKUP($D27,'DER Output'!$S$18:$W$41,4,FALSE),VLOOKUP($D27,'DER Output'!$S$18:$W$41,5,FALSE))","v":8.1567307668477237E-2},{"$f":"IF($C27=\"S\",VLOOKUP($D27,'DER Output'!$S$18:$W$41,4,FALSE),VLOOKUP($D27,'DER Output'!$S$18:$W$41,5,FALSE))","v":8.1567307668477237E-2},{"$f":"IF($C27=\"S\",VLOOKUP($D27,'DER Output'!$S$18:$W$41,4,FALSE),VLOOKUP($D27,'DER Output'!$S$18:$W$41,5,FALSE))","v":8.1567307668477237E-2},{"$f":"IF($C27=\"S\",VLOOKUP($D27,'DER Output'!$S$18:$W$41,4,FALSE),VLOOKUP($D27,'DER Output'!$S$18:$W$41,5,FALSE))","v":8.1567307668477237E-2},{"$f":"IFERROR(IF(OR(C27=\"S\",C27=\"D\"),VLOOKUP(B27,'Seasonal Customer Count'!$B:$I,4,FALSE),IF(C27=\"W\",VLOOKUP(B27,'Seasonal Customer Count'!$B:$P,12,FALSE),\"Check\")),0)","v":783},{"$f":"IFERROR(IF(OR(C27=\"S\",C27=\"D\"),VLOOKUP(B27,'Seasonal Customer Count'!$B:$P,5,FALSE),IF(C27=\"W\",VLOOKUP(B27,'Seasonal Customer Count'!$B:$P,13,FALSE),\"Check\")),0)","v":77},{"$f":"IFERROR(IF(OR(C27=\"S\",C27=\"D\"),VLOOKUP(B27,'Seasonal Customer Count'!$B:$P,6,FALSE),IF(C27=\"W\",VLOOKUP(B27,'Seasonal Customer Count'!$B:$P,14,FALSE),\"Check\")),0)","v":142},{"$f":"IFERROR(IF(OR(C27=\"S\",C27=\"D\"),VLOOKUP(B27,'Seasonal Customer Count'!$B:$P,7,FALSE),IF(C27=\"W\",VLOOKUP(B27,'Seasonal Customer Count'!$B:$P,15,FALSE),\"Check\")),0)","v":1},{"$f":"IFERROR(IF(OR(C27=\"S\",C27=\"D\"),VLOOKUP(B27,'Seasonal Customer Count'!$B:$P,8,FALSE),IF(C27=\"W\",VLOOKUP(B27,'Seasonal Customer Count'!$B:$P,16,FALSE),\"Check\")),0)","v":0},{"$f":"Summary!$D$8*(K27*'Average Project Size'!$F$6+L27*'Average Project Size'!$F$7+M27*'Average Project Size'!$F$8+N27*'Average Project Size'!$F$10+O27*'Average Project Size'!$F$9)/1000","v":6.4126948984672388E-2},{"$f":"Summary!$D$8*(K27*F27*'Average Project Size'!$F$6+L27*G27*'Average Project Size'!$F$7+M27*H27*'Average Project Size'!$F$8+N27*I27*'Average Project Size'!$F$10+O27*J27*'Average Project Size'!$F$9)/1000","v":5.2306625776735163E-3}]
[null,{"$f":"'Peak Identification'!B26","v":"ALMA T-131"},{"$f":"'Peak Identification'!D26","v":"S"},{"$f":"'Peak Identification'!E26","v":17},{"$f":"VLOOKUP($D28,'DER Output'!$S$17:$X$41,6,FALSE)","v":0.19174838710475617},{"$f":"IF($C28=\"S\",VLOOKUP($D28,'DER Output'!$S$18:$W$41,2,FALSE),VLOOKUP($D28,'DER Output'!$S$18:$W$41,3,FALSE))","v":0.30300399777640191},{"$f":"IF($C28=\"S\",VLOOKUP($D28,'DER Output'!$S$18:$W$41,4,FALSE),VLOOKUP($D28,'DER Output'!$S$18:$W$41,5,FALSE))","v":0.30300399777640191},{"$f":"IF($C28=\"S\",VLOOKUP($D28,'DER Output'!$S$18:$W$41,4,FALSE),VLOOKUP($D28,'DER Output'!$S$18:$W$41,5,FALSE))","v":0.30300399777640191},{"$f":"IF($C28=\"S\",VLOOKUP($D28,'DER Output'!$S$18:$W$41,4,FALSE),VLOOKUP($D28,'DER Output'!$S$18:$W$41,5,FALSE))","v":0.30300399777640191},{"$f":"IF($C28=\"S\",VLOOKUP($D28,'DER Output'!$S$18:$W$41,4,FALSE),VLOOKUP($D28,'DER Output'!$S$18:$W$41,5,FALSE))","v":0.30300399777640191},{"$f":"IFERROR(IF(OR(C28=\"S\",C28=\"D\"),VLOOKUP(B28,'Seasonal Customer Count'!$B:$I,4,FALSE),IF(C28=\"W\",VLOOKUP(B28,'Seasonal Customer Count'!$B:$P,12,FALSE),\"Check\")),0)","v":2817},{"$f":"IFERROR(IF(OR(C28=\"S\",C28=\"D\"),VLOOKUP(B28,'Seasonal Customer Count'!$B:$P,5,FALSE),IF(C28=\"W\",VLOOKUP(B28,'Seasonal Customer Count'!$B:$P,13,FALSE),\"Check\")),0)","v":107},{"$f":"IFERROR(IF(OR(C28=\"S\",C28=\"D\"),VLOOKUP(B28,'Seasonal Customer Count'!$B:$P,6,FALSE),IF(C28=\"W\",VLOOKUP(B28,'Seasonal Customer Count'!$B:$P,14,FALSE),\"Check\")),0)","v":248},{"$f":"IFERROR(IF(OR(C28=\"S\",C28=\"D\"),VLOOKUP(B28,'Seasonal Customer Count'!$B:$P,7,FALSE),IF(C28=\"W\",VLOOKUP(B28,'Seasonal Customer Count'!$B:$P,15,FALSE),\"Check\")),0)","v":0},{"$f":"IFERROR(IF(OR(C28=\"S\",C28=\"D\"),VLOOKUP(B28,'Seasonal Customer Count'!$B:$P,8,FALSE),IF(C28=\"W\",VLOOKUP(B28,'Seasonal Customer Count'!$B:$P,16,FALSE),\"Check\")),0)","v":0},{"$f":"Summary!$D$8*(K28*'Average Project Size'!$F$6+L28*'Average Project Size'!$F$7+M28*'Average Project Size'!$F$8+N28*'Average Project Size'!$F$10+O28*'Average Project Size'!$F$9)/1000","v":0.16246817341666589},{"$f":"Summary!$D$8*(K28*F28*'Average Project Size'!$F$6+L28*G28*'Average Project Size'!$F$7+M28*H28*'Average Project Size'!$F$8+N28*I28*'Average Project Size'!$F$10+O28*J28*'Average Project Size'!$F$9)/1000","v":4.9228506056679514E-2}]
[null,{"$f":"'Peak Identification'!B27","v":"ALMA T-132"},{"$f":"'Peak Identification'!D27","v":"S"},{"$f":"'Peak Identification'!E27","v":16},{"$f":"VLOOKUP($D29,'DER Output'!$S$17:$X$41,6,FALSE)","v":0.22644022312513051},{"$f":"IF($C29=\"S\",VLOOKUP($D29,'DER Output'!$S$18:$W$41,2,FALSE),VLOOKUP($D29,'DER Output'!$S$18:$W$41,3,FALSE))","v":0.44781407722569133},{"$f":"IF($C29=\"S\",VLOOKUP($D29,'DER Output'!$S$18:$W$41,4,FALSE),VLOOKUP($D29,'DER Output'!$S$18:$W$41,5,FALSE))","v":0.44781407722569133},{"$f":"IF($C29=\"S\",VLOOKUP($D29,'DER Output'!$S$18:$W$41,4,FALSE),VLOOKUP($D29,'DER Output'!$S$18:$W$41,5,FALSE))","v":0.44781407722569133},{"$f":"IF($C29=\"S\",VLOOKUP($D29,'DER Output'!$S$18:$W$41,4,FALSE),VLOOKUP($D29,'DER Output'!$S$18:$W$41,5,FALSE))","v":0.44781407722569133},{"$f":"IF($C29=\"S\",VLOOKUP($D29,'DER Output'!$S$18:$W$41,4,FALSE),VLOOKUP($D29,'DER Output'!$S$18:$W$41,5,FALSE))","v":0.44781407722569133},{"$f":"IFERROR(IF(OR(C29=\"S\",C29=\"D\"),VLOOKUP(B29,'Seasonal Customer Count'!$B:$I,4,FALSE),IF(C29=\"W\",VLOOKUP(B29,'Seasonal Customer Count'!$B:$P,12,FALSE),\"Check\")),0)","v":1904},{"$f":"IFERROR(IF(OR(C29=\"S\",C29=\"D\"),VLOOKUP(B29,'Seasonal Customer Count'!$B:$P,5,FALSE),IF(C29=\"W\",VLOOKUP(B29,'Seasonal Customer Count'!$B:$P,13,FALSE),\"Check\")),0)","v":169},{"$f":"IFERROR(IF(OR(C29=\"S\",C29=\"D\"),VLOOKUP(B29,'Seasonal Customer Count'!$B:$P,6,FALSE),IF(C29=\"W\",VLOOKUP(B29,'Seasonal Customer Count'!$B:$P,14,FALSE),\"Check\")),0)","v":296},{"$f":"IFERROR(IF(OR(C29=\"S\",C29=\"D\"),VLOOKUP(B29,'Seasonal Customer Count'!$B:$P,7,FALSE),IF(C29=\"W\",VLOOKUP(B29,'Seasonal Customer Count'!$B:$P,15,FALSE),\"Check\")),0)","v":4},{"$f":"IFERROR(IF(OR(C29=\"S\",C29=\"D\"),VLOOKUP(B29,'Seasonal Customer Count'!$B:$P,8,FALSE),IF(C29=\"W\",VLOOKUP(B29,'Seasonal Customer Count'!$B:$P,16,FALSE),\"Check\")),0)","v":0},{"$f":"Summary!$D$8*(K29*'Average Project Size'!$F$6+L29*'Average Project Size'!$F$7+M29*'Average Project Size'!$F$8+N29*'Average Project Size'!$F$10+O29*'Average Project Size'!$F$9)/1000","v":0.15072352828295796},{"$f":"Summary!$D$8*(K29*F29*'Average Project Size'!$F$6+L29*G29*'Average Project Size'!$F$7+M29*H29*'Average Project Size'!$F$8+N29*I29*'Average Project Size'!$F$10+O29*J29*'Average Project Size'!$F$9)/1000","v":6.7496117734233224E-2}]
[null,{"$f":"'Peak Identification'!B28","v":"AMDM11"},{"$f":"'Peak Identification'!D28","v":"S"},{"$f":"'Peak Identification'!E28","v":14},{"$f":"VLOOKUP($D30,'DER Output'!$S$17:$X$41,6,FALSE)","v":0.26694349499860076},{"$f":"IF($C30=\"S\",VLOOKUP($D30,'DER Output'!$S$18:$W$41,2,FALSE),VLOOKUP($D30,'DER Output'!$S$18:$W$41,3,FALSE))","v":0.65426593965075153},{"$f":"IF($C30=\"S\",VLOOKUP($D30,'DER Output'!$S$18:$W$41,4,FALSE),VLOOKUP($D30,'DER Output'!$S$18:$W$41,5,FALSE))","v":0.65426593965075153},{"$f":"IF($C30=\"S\",VLOOKUP($D30,'DER Output'!$S$18:$W$41,4,FALSE),VLOOKUP($D30,'DER Output'!$S$18:$W$41,5,FALSE))","v":0.65426593965075153},{"$f":"IF($C30=\"S\",VLOOKUP($D30,'DER Output'!$S$18:$W$41,4,FALSE),VLOOKUP($D30,'DER Output'!$S$18:$W$41,5,FALSE))","v":0.65426593965075153},{"$f":"IF($C30=\"S\",VLOOKUP($D30,'DER Output'!$S$18:$W$41,4,FALSE),VLOOKUP($D30,'DER Output'!$S$18:$W$41,5,FALSE))","v":0.65426593965075153},{"$f":"IFERROR(IF(OR(C30=\"S\",C30=\"D\"),VLOOKUP(B30,'Seasonal Customer Count'!$B:$I,4,FALSE),IF(C30=\"W\",VLOOKUP(B30,'Seasonal Customer Count'!$B:$P,12,FALSE),\"Check\")),0)","v":252},{"$f":"IFERROR(IF(OR(C30=\"S\",C30=\"D\"),VLOOKUP(B30,'Seasonal Customer Count'!$B:$P,5,FALSE),IF(C30=\"W\",VLOOKUP(B30,'Seasonal Customer Count'!$B:$P,13,FALSE),\"Check\")),0)","v":36},{"$f":"IFERROR(IF(OR(C30=\"S\",C30=\"D\"),VLOOKUP(B30,'Seasonal Customer Count'!$B:$P,6,FALSE),IF(C30=\"W\",VLOOKUP(B30,'Seasonal Customer Count'!$B:$P,14,FALSE),\"Check\")),0)","v":50},{"$f":"IFERROR(IF(OR(C30=\"S\",C30=\"D\"),VLOOKUP(B30,'Seasonal Customer Count'!$B:$P,7,FALSE),IF(C30=\"W\",VLOOKUP(B30,'Seasonal Customer Count'!$B:$P,15,FALSE),\"Check\")),0)","v":0},{"$f":"IFERROR(IF(OR(C30=\"S\",C30=\"D\"),VLOOKUP(B30,'Seasonal Customer Count'!$B:$P,8,FALSE),IF(C30=\"W\",VLOOKUP(B30,'Seasonal Customer Count'!$B:$P,16,FALSE),\"Check\")),0)","v":100},{"$f":"Summary!$D$8*(K30*'Average Project Size'!$F$6+L30*'Average Project Size'!$F$7+M30*'Average Project Size'!$F$8+N30*'Average Project Size'!$F$10+O30*'Average Project Size'!$F$9)/1000","v":8.4858840285185297E-2},{"$f":"Summary!$D$8*(K30*F30*'Average Project Size'!$F$6+L30*G30*'Average Project Size'!$F$7+M30*H30*'Average Project Size'!$F$8+N30*I30*'Average Project Size'!$F$10+O30*J30*'Average Project Size'!$F$9)/1000","v":5.5520248876859808E-2}]
[null,{"$f":"'Peak Identification'!B29","v":"AMDM T-051"},{"$f":"'Peak Identification'!D29","v":"S"},{"$f":"'Peak Identification'!E29","v":14},{"$f":"VLOOKUP($D31,'DER Output'!$S$17:$X$41,6,FALSE)","v":0.26694349499860076},{"$f":"IF($C31=\"S\",VLOOKUP($D31,'DER Output'!$S$18:$W$41,2,FALSE),VLOOKUP($D31,'DER Output'!$S$18:$W$41,3,FALSE))","v":0.65426593965075153},{"$f":"IF($C31=\"S\",VLOOKUP($D31,'DER Output'!$S$18:$W$41,4,FALSE),VLOOKUP($D31,'DER Output'!$S$18:$W$41,5,FALSE))","v":0.65426593965075153},{"$f":"IF($C31=\"S\",VLOOKUP($D31,'DER Output'!$S$18:$W$41,4,FALSE),VLOOKUP($D31,'DER Output'!$S$18:$W$41,5,FALSE))","v":0.65426593965075153},{"$f":"IF($C31=\"S\",VLOOKUP($D31,'DER Output'!$S$18:$W$41,4,FALSE),VLOOKUP($D31,'DER Output'!$S$18:$W$41,5,FALSE))","v":0.65426593965075153},{"$f":"IF($C31=\"S\",VLOOKUP($D31,'DER Output'!$S$18:$W$41,4,FALSE),VLOOKUP($D31,'DER Output'!$S$18:$W$41,5,FALSE))","v":0.65426593965075153},{"$f":"IFERROR(IF(OR(C31=\"S\",C31=\"D\"),VLOOKUP(B31,'Seasonal Customer Count'!$B:$I,4,FALSE),IF(C31=\"W\",VLOOKUP(B31,'Seasonal Customer Count'!$B:$P,12,FALSE),\"Check\")),0)","v":252},{"$f":"IFERROR(IF(OR(C31=\"S\",C31=\"D\"),VLOOKUP(B31,'Seasonal Customer Count'!$B:$P,5,FALSE),IF(C31=\"W\",VLOOKUP(B31,'Seasonal Customer Count'!$B:$P,13,FALSE),\"Check\")),0)","v":36},{"$f":"IFERROR(IF(OR(C31=\"S\",C31=\"D\"),VLOOKUP(B31,'Seasonal Customer Count'!$B:$P,6,FALSE),IF(C31=\"W\",VLOOKUP(B31,'Seasonal Customer Count'!$B:$P,14,FALSE),\"Check\")),0)","v":50},{"$f":"IFERROR(IF(OR(C31=\"S\",C31=\"D\"),VLOOKUP(B31,'Seasonal Customer Count'!$B:$P,7,FALSE),IF(C31=\"W\",VLOOKUP(B31,'Seasonal Customer Count'!$B:$P,15,FALSE),\"Check\")),0)","v":0},{"$f":"IFERROR(IF(OR(C31=\"S\",C31=\"D\"),VLOOKUP(B31,'Seasonal Customer Count'!$B:$P,8,FALSE),IF(C31=\"W\",VLOOKUP(B31,'Seasonal Customer Count'!$B:$P,16,FALSE),\"Check\")),0)","v":100},{"$f":"Summary!$D$8*(K31*'Average Project Size'!$F$6+L31*'Average Project Size'!$F$7+M31*'Average Project Size'!$F$8+N31*'Average Project Size'!$F$10+O31*'Average Project Size'!$F$9)/1000","v":8.4858840285185297E-2},{"$f":"Summary!$D$8*(K31*F31*'Average Project Size'!$F$6+L31*G31*'Average Project Size'!$F$7+M31*H31*'Average Project Size'!$F$8+N31*I31*'Average Project Size'!$F$10+O31*J31*'Average Project Size'!$F$9)/1000","v":5.5520248876859808E-2}]
[null,{"$f":"'Peak Identification'!B30","v":"AMPO11"},{"$f":"'Peak Identification'!D30","v":"S"},{"$f":"'Peak Identification'!E30","v":14},{"$f":"VLOOKUP($D32,'DER Output'!$S$17:$X$41,6,FALSE)","v":0.26694349499860076},{"$f":"IF($C32=\"S\",VLOOKUP($D32,'DER Output'!$S$18:$W$41,2,FALSE),VLOOKUP($D32,'DER Output'!$S$18:$W$41,3,FALSE))","v":0.65426593965075153},{"$f":"IF($C32=\"S\",VLOOKUP($D32,'DER Output'!$S$18:$W$41,4,FALSE),VLOOKUP($D32,'DER Output'!$S$18:$W$41,5,FALSE))","v":0.65426593965075153},{"$f":"IF($C32=\"S\",VLOOKUP($D32,'DER Output'!$S$18:$W$41,4,FALSE),VLOOKUP($D32,'DER Output'!$S$18:$W$41,5,FALSE))","v":0.65426593965075153},{"$f":"IF($C32=\"S\",VLOOKUP($D32,'DER Output'!$S$18:$W$41,4,FALSE),VLOOKUP($D32,'DER Output'!$S$18:$W$41,5,FALSE))","v":0.65426593965075153},{"$f":"IF($C32=\"S\",VLOOKUP($D32,'DER Output'!$S$18:$W$41,4,FALSE),VLOOKUP($D32,'DER Output'!$S$18:$W$41,5,FALSE))","v":0.65426593965075153},{"$f":"IFERROR(IF(OR(C32=\"S\",C32=\"D\"),VLOOKUP(B32,'Seasonal Customer Count'!$B:$I,4,FALSE),IF(C32=\"W\",VLOOKUP(B32,'Seasonal Customer Count'!$B:$P,12,FALSE),\"Check\")),0)","v":0},{"$f":"IFERROR(IF(OR(C32=\"S\",C32=\"D\"),VLOOKUP(B32,'Seasonal Customer Count'!$B:$P,5,FALSE),IF(C32=\"W\",VLOOKUP(B32,'Seasonal Customer Count'!$B:$P,13,FALSE),\"Check\")),0)","v":0},{"$f":"IFERROR(IF(OR(C32=\"S\",C32=\"D\"),VLOOKUP(B32,'Seasonal Customer Count'!$B:$P,6,FALSE),IF(C32=\"W\",VLOOKUP(B32,'Seasonal Customer Count'!$B:$P,14,FALSE),\"Check\")),0)","v":0},{"$f":"IFERROR(IF(OR(C32=\"S\",C32=\"D\"),VLOOKUP(B32,'Seasonal Customer Count'!$B:$P,7,FALSE),IF(C32=\"W\",VLOOKUP(B32,'Seasonal Customer Count'!$B:$P,15,FALSE),\"Check\")),0)","v":1},{"$f":"IFERROR(IF(OR(C32=\"S\",C32=\"D\"),VLOOKUP(B32,'Seasonal Customer Count'!$B:$P,8,FALSE),IF(C32=\"W\",VLOOKUP(B32,'Seasonal Customer Count'!$B:$P,16,FALSE),\"Check\")),0)","v":0},{"$f":"Summary!$D$8*(K32*'Average Project Size'!$F$6+L32*'Average Project Size'!$F$7+M32*'Average Project Size'!$F$8+N32*'Average Project Size'!$F$10+O32*'Average Project Size'!$F$9)/1000","v":2.9355110231040001E-3},{"$f":"Summary!$D$8*(K32*F32*'Average Project Size'!$F$6+L32*G32*'Average Project Size'!$F$7+M32*H32*'Average Project Size'!$F$8+N32*I32*'Average Project Size'!$F$10+O32*J32*'Average Project Size'!$F$9)/1000","v":1.9206048778862774E-3}]
[null,{"$f":"'Peak Identification'!B31","v":"AMPO T-051"},{"$f":"'Peak Identification'!D31","v":"D"},{"$f":"'Peak Identification'!E31","v":14},{"$f":"VLOOKUP($D33,'DER Output'!$S$17:$X$41,6,FALSE)","v":0.26694349499860076},{"$f":"IF($C33=\"S\",VLOOKUP($D33,'DER Output'!$S$18:$W$41,2,FALSE),VLOOKUP($D33,'DER Output'!$S$18:$W$41,3,FALSE))","v":0.27846114888120072},{"$f":"IF($C33=\"S\",VLOOKUP($D33,'DER Output'!$S$18:$W$41,4,FALSE),VLOOKUP($D33,'DER Output'!$S$18:$W$41,5,FALSE))","v":0.27846114888120072},{"$f":"IF($C33=\"S\",VLOOKUP($D33,'DER Output'!$S$18:$W$41,4,FALSE),VLOOKUP($D33,'DER Output'!$S$18:$W$41,5,FALSE))","v":0.27846114888120072},{"$f":"IF($C33=\"S\",VLOOKUP($D33,'DER Output'!$S$18:$W$41,4,FALSE),VLOOKUP($D33,'DER Output'!$S$18:$W$41,5,FALSE))","v":0.27846114888120072},{"$f":"IF($C33=\"S\",VLOOKUP($D33,'DER Output'!$S$18:$W$41,4,FALSE),VLOOKUP($D33,'DER Output'!$S$18:$W$41,5,FALSE))","v":0.27846114888120072},{"$f":"IFERROR(IF(OR(C33=\"S\",C33=\"D\"),VLOOKUP(B33,'Seasonal Customer Count'!$B:$I,4,FALSE),IF(C33=\"W\",VLOOKUP(B33,'Seasonal Customer Count'!$B:$P,12,FALSE),\"Check\")),0)","v":0},{"$f":"IFERROR(IF(OR(C33=\"S\",C33=\"D\"),VLOOKUP(B33,'Seasonal Customer Count'!$B:$P,5,FALSE),IF(C33=\"W\",VLOOKUP(B33,'Seasonal Customer Count'!$B:$P,13,FALSE),\"Check\")),0)","v":0},{"$f":"IFERROR(IF(OR(C33=\"S\",C33=\"D\"),VLOOKUP(B33,'Seasonal Customer Count'!$B:$P,6,FALSE),IF(C33=\"W\",VLOOKUP(B33,'Seasonal Customer Count'!$B:$P,14,FALSE),\"Check\")),0)","v":0},{"$f":"IFERROR(IF(OR(C33=\"S\",C33=\"D\"),VLOOKUP(B33,'Seasonal Customer Count'!$B:$P,7,FALSE),IF(C33=\"W\",VLOOKUP(B33,'Seasonal Customer Count'!$B:$P,15,FALSE),\"Check\")),0)","v":1},{"$f":"IFERROR(IF(OR(C33=\"S\",C33=\"D\"),VLOOKUP(B33,'Seasonal Customer Count'!$B:$P,8,FALSE),IF(C33=\"W\",VLOOKUP(B33,'Seasonal Customer Count'!$B:$P,16,FALSE),\"Check\")),0)","v":0},{"$f":"Summary!$D$8*(K33*'Average Project Size'!$F$6+L33*'Average Project Size'!$F$7+M33*'Average Project Size'!$F$8+N33*'Average Project Size'!$F$10+O33*'Average Project Size'!$F$9)/1000","v":2.9355110231040001E-3},{"$f":"Summary!$D$8*(K33*F33*'Average Project Size'!$F$6+L33*G33*'Average Project Size'!$F$7+M33*H33*'Average Project Size'!$F$8+N33*I33*'Average Project Size'!$F$10+O33*J33*'Average Project Size'!$F$9)/1000","v":8.1742577204696877E-4}]
[null,{"$f":"'Peak Identification'!B32","v":"ARMA11"},{"$f":"'Peak Identification'!D32","v":"W"},{"$f":"'Peak Identification'!E32","v":18},{"$f":"VLOOKUP($D34,'DER Output'!$S$17:$X$41,6,FALSE)","v":0.16032398020038169},{"$f":"IF($C34=\"S\",VLOOKUP($D34,'DER Output'!$S$18:$W$41,2,FALSE),VLOOKUP($D34,'DER Output'!$S$18:$W$41,3,FALSE))","v":5.535976984247182E-4},{"$f":"IF($C34=\"S\",VLOOKUP($D34,'DER Output'!$S$18:$W$41,4,FALSE),VLOOKUP($D34,'DER Output'!$S$18:$W$41,5,FALSE))","v":5.535976984247182E-4},{"$f":"IF($C34=\"S\",VLOOKUP($D34,'DER Output'!$S$18:$W$41,4,FALSE),VLOOKUP($D34,'DER Output'!$S$18:$W$41,5,FALSE))","v":5.535976984247182E-4},{"$f":"IF($C34=\"S\",VLOOKUP($D34,'DER Output'!$S$18:$W$41,4,FALSE),VLOOKUP($D34,'DER Output'!$S$18:$W$41,5,FALSE))","v":5.535976984247182E-4},{"$f":"IF($C34=\"S\",VLOOKUP($D34,'DER Output'!$S$18:$W$41,4,FALSE),VLOOKUP($D34,'DER Output'!$S$18:$W$41,5,FALSE))","v":5.535976984247182E-4},{"$f":"IFERROR(IF(OR(C34=\"S\",C34=\"D\"),VLOOKUP(B34,'Seasonal Customer Count'!$B:$I,4,FALSE),IF(C34=\"W\",VLOOKUP(B34,'Seasonal Customer Count'!$B:$P,12,FALSE),\"Check\")),0)","v":38},{"$f":"IFERROR(IF(OR(C34=\"S\",C34=\"D\"),VLOOKUP(B34,'Seasonal Customer Count'!$B:$P,5,FALSE),IF(C34=\"W\",VLOOKUP(B34,'Seasonal Customer Count'!$B:$P,13,FALSE),\"Check\")),0)","v":34},{"$f":"IFERROR(IF(OR(C34=\"S\",C34=\"D\"),VLOOKUP(B34,'Seasonal Customer Count'!$B:$P,6,FALSE),IF(C34=\"W\",VLOOKUP(B34,'Seasonal Customer Count'!$B:$P,14,FALSE),\"Check\")),0)","v":1},{"$f":"IFERROR(IF(OR(C34=\"S\",C34=\"D\"),VLOOKUP(B34,'Seasonal Customer Count'!$B:$P,7,FALSE),IF(C34=\"W\",VLOOKUP(B34,'Seasonal Customer Count'!$B:$P,15,FALSE),\"Check\")),0)","v":1},{"$f":"IFERROR(IF(OR(C34=\"S\",C34=\"D\"),VLOOKUP(B34,'Seasonal Customer Count'!$B:$P,8,FALSE),IF(C34=\"W\",VLOOKUP(B34,'Seasonal Customer Count'!$B:$P,16,FALSE),\"Check\")),0)","v":0},{"$f":"Summary!$D$8*(K34*'Average Project Size'!$F$6+L34*'Average Project Size'!$F$7+M34*'Average Project Size'!$F$8+N34*'Average Project Size'!$F$10+O34*'Average Project Size'!$F$9)/1000","v":7.1116854825783076E-3},{"$f":"Summary!$D$8*(K34*F34*'Average Project Size'!$F$6+L34*G34*'Average Project Size'!$F$7+M34*H34*'Average Project Size'!$F$8+N34*I34*'Average Project Size'!$F$10+O34*J34*'Average Project Size'!$F$9)/1000","v":3.9370127150758326E-6}]
[null,{"$f":"'Peak Identification'!B33","v":"ARMA T-061"},{"$f":"'Peak Identification'!D33","v":"S"},{"$f":"'Peak Identification'!E33","v":18},{"$f":"VLOOKUP($D35,'DER Output'!$S$17:$X$41,6,FALSE)","v":0.16032398020038169},{"$f":"IF($C35=\"S\",VLOOKUP($D35,'DER Output'!$S$18:$W$41,2,FALSE),VLOOKUP($D35,'DER Output'!$S$18:$W$41,3,FALSE))","v":0.17224423800777711},{"$f":"IF($C35=\"S\",VLOOKUP($D35,'DER Output'!$S$18:$W$41,4,FALSE),VLOOKUP($D35,'DER Output'!$S$18:$W$41,5,FALSE))","v":0.17224423800777711},{"$f":"IF($C35=\"S\",VLOOKUP($D35,'DER Output'!$S$18:$W$41,4,FALSE),VLOOKUP($D35,'DER Output'!$S$18:$W$41,5,FALSE))","v":0.17224423800777711},{"$f":"IF($C35=\"S\",VLOOKUP($D35,'DER Output'!$S$18:$W$41,4,FALSE),VLOOKUP($D35,'DER Output'!$S$18:$W$41,5,FALSE))","v":0.17224423800777711},{"$f":"IF($C35=\"S\",VLOOKUP($D35,'DER Output'!$S$18:$W$41,4,FALSE),VLOOKUP($D35,'DER Output'!$S$18:$W$41,5,FALSE))","v":0.17224423800777711},{"$f":"IFERROR(IF(OR(C35=\"S\",C35=\"D\"),VLOOKUP(B35,'Seasonal Customer Count'!$B:$I,4,FALSE),IF(C35=\"W\",VLOOKUP(B35,'Seasonal Customer Count'!$B:$P,12,FALSE),\"Check\")),0)","v":2},{"$f":"IFERROR(IF(OR(C35=\"S\",C35=\"D\"),VLOOKUP(B35,'Seasonal Customer Count'!$B:$P,5,FALSE),IF(C35=\"W\",VLOOKUP(B35,'Seasonal Customer Count'!$B:$P,13,FALSE),\"Check\")),0)","v":0},{"$f":"IFERROR(IF(OR(C35=\"S\",C35=\"D\"),VLOOKUP(B35,'Seasonal Customer Count'!$B:$P,6,FALSE),IF(C35=\"W\",VLOOKUP(B35,'Seasonal Customer Count'!$B:$P,14,FALSE),\"Check\")),0)","v":0},{"$f":"IFERROR(IF(OR(C35=\"S\",C35=\"D\"),VLOOKUP(B35,'Seasonal Customer Count'!$B:$P,7,FALSE),IF(C35=\"W\",VLOOKUP(B35,'Seasonal Customer Count'!$B:$P,15,FALSE),\"Check\")),0)","v":0},{"$f":"IFERROR(IF(OR(C35=\"S\",C35=\"D\"),VLOOKUP(B35,'Seasonal Customer Count'!$B:$P,8,FALSE),IF(C35=\"W\",VLOOKUP(B35,'Seasonal Customer Count'!$B:$P,16,FALSE),\"Check\")),0)","v":0},{"$f":"Summary!$D$8*(K35*'Average Project Size'!$F$6+L35*'Average Project Size'!$F$7+M35*'Average Project Size'!$F$8+N35*'Average Project Size'!$F$10+O35*'Average Project Size'!$F$9)/1000","v":7.9494760181810398E-5},{"$f":"Summary!$D$8*(K35*F35*'Average Project Size'!$F$6+L35*G35*'Average Project Size'!$F$7+M35*H35*'Average Project Size'!$F$8+N35*I35*'Average Project Size'!$F$10+O35*J35*'Average Project Size'!$F$9)/1000","v":1.369251439312691E-5}]
[null,{"$f":"'Peak Identification'!B34","v":"ARTN11"},{"$f":"'Peak Identification'!D34","v":"S"},{"$f":"'Peak Identification'!E34","v":10},{"$f":"VLOOKUP($D36,'DER Output'!$S$17:$X$41,6,FALSE)","v":0},{"$f":"IF($C36=\"S\",VLOOKUP($D36,'DER Output'!$S$18:$W$41,2,FALSE),VLOOKUP($D36,'DER Output'!$S$18:$W$41,3,FALSE))","v":0.49368339993884308},{"$f":"IF($C36=\"S\",VLOOKUP($D36,'DER Output'!$S$18:$W$41,4,FALSE),VLOOKUP($D36,'DER Output'!$S$18:$W$41,5,FALSE))","v":0.49368339993884308},{"$f":"IF($C36=\"S\",VLOOKUP($D36,'DER Output'!$S$18:$W$41,4,FALSE),VLOOKUP($D36,'DER Output'!$S$18:$W$41,5,FALSE))","v":0.49368339993884308},{"$f":"IF($C36=\"S\",VLOOKUP($D36,'DER Output'!$S$18:$W$41,4,FALSE),VLOOKUP($D36,'DER Output'!$S$18:$W$41,5,FALSE))","v":0.49368339993884308},{"$f":"IF($C36=\"S\",VLOOKUP($D36,'DER Output'!$S$18:$W$41,4,FALSE),VLOOKUP($D36,'DER Output'!$S$18:$W$41,5,FALSE))","v":0.49368339993884308},{"$f":"IFERROR(IF(OR(C36=\"S\",C36=\"D\"),VLOOKUP(B36,'Seasonal Customer Count'!$B:$I,4,FALSE),IF(C36=\"W\",VLOOKUP(B36,'Seasonal Customer Count'!$B:$P,12,FALSE),\"Check\")),0)","v":18},{"$f":"IFERROR(IF(OR(C36=\"S\",C36=\"D\"),VLOOKUP(B36,'Seasonal Customer Count'!$B:$P,5,FALSE),IF(C36=\"W\",VLOOKUP(B36,'Seasonal Customer Count'!$B:$P,13,FALSE),\"Check\")),0)","v":3},{"$f":"IFERROR(IF(OR(C36=\"S\",C36=\"D\"),VLOOKUP(B36,'Seasonal Customer Count'!$B:$P,6,FALSE),IF(C36=\"W\",VLOOKUP(B36,'Seasonal Customer Count'!$B:$P,14,FALSE),\"Check\")),0)","v":4},{"$f":"IFERROR(IF(OR(C36=\"S\",C36=\"D\"),VLOOKUP(B36,'Seasonal Customer Count'!$B:$P,7,FALSE),IF(C36=\"W\",VLOOKUP(B36,'Seasonal Customer Count'!$B:$P,15,FALSE),\"Check\")),0)","v":0},{"$f":"IFERROR(IF(OR(C36=\"S\",C36=\"D\"),VLOOKUP(B36,'Seasonal Customer Count'!$B:$P,8,FALSE),IF(C36=\"W\",VLOOKUP(B36,'Seasonal Customer Count'!$B:$P,16,FALSE),\"Check\")),0)","v":44},{"$f":"Summary!$D$8*(K36*'Average Project Size'!$F$6+L36*'Average Project Size'!$F$7+M36*'Average Project Size'!$F$8+N36*'Average Project Size'!$F$10+O36*'Average Project Size'!$F$9)/1000","v":2.960869250467054E-2},{"$f":"Summary!$D$8*(K36*F36*'Average Project Size'!$F$6+L36*G36*'Average Project Size'!$F$7+M36*H36*'Average Project Size'!$F$8+N36*I36*'Average Project Size'!$F$10+O36*J36*'Average Project Size'!$F$9)/1000","v":1.461731998344949E-2}]
[null,{"$f":"'Peak Identification'!B35","v":"ARTN12"},{"$f":"'Peak Identification'!D35","v":"S"},{"$f":"'Peak Identification'!E35","v":19},{"$f":"VLOOKUP($D37,'DER Output'!$S$17:$X$41,6,FALSE)","v":0.11066797934994306},{"$f":"IF($C37=\"S\",VLOOKUP($D37,'DER Output'!$S$18:$W$41,2,FALSE),VLOOKUP($D37,'DER Output'!$S$18:$W$41,3,FALSE))","v":7.5840560103576066E-2},{"$f":"IF($C37=\"S\",VLOOKUP($D37,'DER Output'!$S$18:$W$41,4,FALSE),VLOOKUP($D37,'DER Output'!$S$18:$W$41,5,FALSE))","v":7.5840560103576066E-2},{"$f":"IF($C37=\"S\",VLOOKUP($D37,'DER Output'!$S$18:$W$41,4,FALSE),VLOOKUP($D37,'DER Output'!$S$18:$W$41,5,FALSE))","v":7.5840560103576066E-2},{"$f":"IF($C37=\"S\",VLOOKUP($D37,'DER Output'!$S$18:$W$41,4,FALSE),VLOOKUP($D37,'DER Output'!$S$18:$W$41,5,FALSE))","v":7.5840560103576066E-2},{"$f":"IF($C37=\"S\",VLOOKUP($D37,'DER Output'!$S$18:$W$41,4,FALSE),VLOOKUP($D37,'DER Output'!$S$18:$W$41,5,FALSE))","v":7.5840560103576066E-2},{"$f":"IFERROR(IF(OR(C37=\"S\",C37=\"D\"),VLOOKUP(B37,'Seasonal Customer Count'!$B:$I,4,FALSE),IF(C37=\"W\",VLOOKUP(B37,'Seasonal Customer Count'!$B:$P,12,FALSE),\"Check\")),0)","v":31},{"$f":"IFERROR(IF(OR(C37=\"S\",C37=\"D\"),VLOOKUP(B37,'Seasonal Customer Count'!$B:$P,5,FALSE),IF(C37=\"W\",VLOOKUP(B37,'Seasonal Customer Count'!$B:$P,13,FALSE),\"Check\")),0)","v":4},{"$f":"IFERROR(IF(OR(C37=\"S\",C37=\"D\"),VLOOKUP(B37,'Seasonal Customer Count'!$B:$P,6,FALSE),IF(C37=\"W\",VLOOKUP(B37,'Seasonal Customer Count'!$B:$P,14,FALSE),\"Check\")),0)","v":15},{"$f":"IFERROR(IF(OR(C37=\"S\",C37=\"D\"),VLOOKUP(B37,'Seasonal Customer Count'!$B:$P,7,FALSE),IF(C37=\"W\",VLOOKUP(B37,'Seasonal Customer Count'!$B:$P,15,FALSE),\"Check\")),0)","v":1},{"$f":"IFERROR(IF(OR(C37=\"S\",C37=\"D\"),VLOOKUP(B37,'Seasonal Customer Count'!$B:$P,8,FALSE),IF(C37=\"W\",VLOOKUP(B37,'Seasonal Customer Count'!$B:$P,16,FALSE),\"Check\")),0)","v":52},{"$f":"Summary!$D$8*(K37*'Average Project Size'!$F$6+L37*'Average Project Size'!$F$7+M37*'Average Project Size'!$F$8+N37*'Average Project Size'!$F$10+O37*'Average Project Size'!$F$9)/1000","v":4.0114306019224791E-2},{"$f":"Summary!$D$8*(K37*F37*'Average Project Size'!$F$6+L37*G37*'Average Project Size'!$F$7+M37*H37*'Average Project Size'!$F$8+N37*I37*'Average Project Size'!$F$10+O37*J37*'Average Project Size'!$F$9)/1000","v":3.0422914366642607E-3}]
[null,{"$f":"'Peak Identification'!B36","v":"ARTN13"},{"$f":"'Peak Identification'!D36","v":"S"},{"$f":"'Peak Identification'!E36","v":20},{"$f":"VLOOKUP($D38,'DER Output'!$S$17:$X$41,6,FALSE)","v":2.7072953014838841E-3},{"$f":"IF($C38=\"S\",VLOOKUP($D38,'DER Output'!$S$18:$W$41,2,FALSE),VLOOKUP($D38,'DER Output'!$S$18:$W$41,3,FALSE))","v":2.0294966704587497E-2},{"$f":"IF($C38=\"S\",VLOOKUP($D38,'DER Output'!$S$18:$W$41,4,FALSE),VLOOKUP($D38,'DER Output'!$S$18:$W$41,5,FALSE))","v":2.0294966704587497E-2},{"$f":"IF($C38=\"S\",VLOOKUP($D38,'DER Output'!$S$18:$W$41,4,FALSE),VLOOKUP($D38,'DER Output'!$S$18:$W$41,5,FALSE))","v":2.0294966704587497E-2},{"$f":"IF($C38=\"S\",VLOOKUP($D38,'DER Output'!$S$18:$W$41,4,FALSE),VLOOKUP($D38,'DER Output'!$S$18:$W$41,5,FALSE))","v":2.0294966704587497E-2},{"$f":"IF($C38=\"S\",VLOOKUP($D38,'DER Output'!$S$18:$W$41,4,FALSE),VLOOKUP($D38,'DER Output'!$S$18:$W$41,5,FALSE))","v":2.0294966704587497E-2},{"$f":"IFERROR(IF(OR(C38=\"S\",C38=\"D\"),VLOOKUP(B38,'Seasonal Customer Count'!$B:$I,4,FALSE),IF(C38=\"W\",VLOOKUP(B38,'Seasonal Customer Count'!$B:$P,12,FALSE),\"Check\")),0)","v":146},{"$f":"IFERROR(IF(OR(C38=\"S\",C38=\"D\"),VLOOKUP(B38,'Seasonal Customer Count'!$B:$P,5,FALSE),IF(C38=\"W\",VLOOKUP(B38,'Seasonal Customer Count'!$B:$P,13,FALSE),\"Check\")),0)","v":14},{"$f":"IFERROR(IF(OR(C38=\"S\",C38=\"D\"),VLOOKUP(B38,'Seasonal Customer Count'!$B:$P,6,FALSE),IF(C38=\"W\",VLOOKUP(B38,'Seasonal Customer Count'!$B:$P,14,FALSE),\"Check\")),0)","v":7},{"$f":"IFERROR(IF(OR(C38=\"S\",C38=\"D\"),VLOOKUP(B38,'Seasonal Customer Count'!$B:$P,7,FALSE),IF(C38=\"W\",VLOOKUP(B38,'Seasonal Customer Count'!$B:$P,15,FALSE),\"Check\")),0)","v":0},{"$f":"IFERROR(IF(OR(C38=\"S\",C38=\"D\"),VLOOKUP(B38,'Seasonal Customer Count'!$B:$P,8,FALSE),IF(C38=\"W\",VLOOKUP(B38,'Seasonal Customer Count'!$B:$P,16,FALSE),\"Check\")),0)","v":68},{"$f":"Summary!$D$8*(K38*'Average Project Size'!$F$6+L38*'Average Project Size'!$F$7+M38*'Average Project Size'!$F$8+N38*'Average Project Size'!$F$10+O38*'Average Project Size'!$F$9)/1000","v":5.1283811946451797E-2},{"$f":"Summary!$D$8*(K38*F38*'Average Project Size'!$F$6+L38*G38*'Average Project Size'!$F$7+M38*H38*'Average Project Size'!$F$8+N38*I38*'Average Project Size'!$F$10+O38*J38*'Average Project Size'!$F$9)/1000","v":1.0408032559375659E-3}]
[null,{"$f":"'Peak Identification'!B37","v":"ARTN14"},{"$f":"'Peak Identification'!D37","v":"S"},{"$f":"'Peak Identification'!E37","v":20},{"$f":"VLOOKUP($D39,'DER Output'!$S$17:$X$41,6,FALSE)","v":2.7072953014838841E-3},{"$f":"IF($C39=\"S\",VLOOKUP($D39,'DER Output'!$S$18:$W$41,2,FALSE),VLOOKUP($D39,'DER Output'!$S$18:$W$41,3,FALSE))","v":2.0294966704587497E-2},{"$f":"IF($C39=\"S\",VLOOKUP($D39,'DER Output'!$S$18:$W$41,4,FALSE),VLOOKUP($D39,'DER Output'!$S$18:$W$41,5,FALSE))","v":2.0294966704587497E-2},{"$f":"IF($C39=\"S\",VLOOKUP($D39,'DER Output'!$S$18:$W$41,4,FALSE),VLOOKUP($D39,'DER Output'!$S$18:$W$41,5,FALSE))","v":2.0294966704587497E-2},{"$f":"IF($C39=\"S\",VLOOKUP($D39,'DER Output'!$S$18:$W$41,4,FALSE),VLOOKUP($D39,'DER Output'!$S$18:$W$41,5,FALSE))","v":2.0294966704587497E-2},{"$f":"IF($C39=\"S\",VLOOKUP($D39,'DER Output'!$S$18:$W$41,4,FALSE),VLOOKUP($D39,'DER Output'!$S$18:$W$41,5,FALSE))","v":2.0294966704587497E-2},{"$f":"IFERROR(IF(OR(C39=\"S\",C39=\"D\"),VLOOKUP(B39,'Seasonal Customer Count'!$B:$I,4,FALSE),IF(C39=\"W\",VLOOKUP(B39,'Seasonal Customer Count'!$B:$P,12,FALSE),\"Check\")),0)","v":13},{"$f":"IFERROR(IF(OR(C39=\"S\",C39=\"D\"),VLOOKUP(B39,'Seasonal Customer Count'!$B:$P,5,FALSE),IF(C39=\"W\",VLOOKUP(B39,'Seasonal Customer Count'!$B:$P,13,FALSE),\"Check\")),0)","v":3},{"$f":"IFERROR(IF(OR(C39=\"S\",C39=\"D\"),VLOOKUP(B39,'Seasonal Customer Count'!$B:$P,6,FALSE),IF(C39=\"W\",VLOOKUP(B39,'Seasonal Customer Count'!$B:$P,14,FALSE),\"Check\")),0)","v":2},{"$f":"IFERROR(IF(OR(C39=\"S\",C39=\"D\"),VLOOKUP(B39,'Seasonal Customer Count'!$B:$P,7,FALSE),IF(C39=\"W\",VLOOKUP(B39,'Seasonal Customer Count'!$B:$P,15,FALSE),\"Check\")),0)","v":0},{"$f":"IFERROR(IF(OR(C39=\"S\",C39=\"D\"),VLOOKUP(B39,'Seasonal Customer Count'!$B:$P,8,FALSE),IF(C39=\"W\",VLOOKUP(B39,'Seasonal Customer Count'!$B:$P,16,FALSE),\"Check\")),0)","v":18},{"$f":"Summary!$D$8*(K39*'Average Project Size'!$F$6+L39*'Average Project Size'!$F$7+M39*'Average Project Size'!$F$8+N39*'Average Project Size'!$F$10+O39*'Average Project Size'!$F$9)/1000","v":1.2529240646288558E-2},{"$f":"Summary!$D$8*(K39*F39*'Average Project Size'!$F$6+L39*G39*'Average Project Size'!$F$7+M39*H39*'Average Project Size'!$F$8+N39*I39*'Average Project Size'!$F$10+O39*J39*'Average Project Size'!$F$9)/1000","v":2.5428052175019059E-4}]
[null,{"$f":"'Peak Identification'!B38","v":"ARTN T-051"},{"$f":"'Peak Identification'!D38","v":"S"},{"$f":"'Peak Identification'!E38","v":18},{"$f":"VLOOKUP($D40,'DER Output'!$S$17:$X$41,6,FALSE)","v":0.16032398020038169},{"$f":"IF($C40=\"S\",VLOOKUP($D40,'DER Output'!$S$18:$W$41,2,FALSE),VLOOKUP($D40,'DER Output'!$S$18:$W$41,3,FALSE))","v":0.17224423800777711},{"$f":"IF($C40=\"S\",VLOOKUP($D40,'DER Output'!$S$18:$W$41,4,FALSE),VLOOKUP($D40,'DER Output'!$S$18:$W$41,5,FALSE))","v":0.17224423800777711},{"$f":"IF($C40=\"S\",VLOOKUP($D40,'DER Output'!$S$18:$W$41,4,FALSE),VLOOKUP($D40,'DER Output'!$S$18:$W$41,5,FALSE))","v":0.17224423800777711},{"$f":"IF($C40=\"S\",VLOOKUP($D40,'DER Output'!$S$18:$W$41,4,FALSE),VLOOKUP($D40,'DER Output'!$S$18:$W$41,5,FALSE))","v":0.17224423800777711},{"$f":"IF($C40=\"S\",VLOOKUP($D40,'DER Output'!$S$18:$W$41,4,FALSE),VLOOKUP($D40,'DER Output'!$S$18:$W$41,5,FALSE))","v":0.17224423800777711},{"$f":"IFERROR(IF(OR(C40=\"S\",C40=\"D\"),VLOOKUP(B40,'Seasonal Customer Count'!$B:$I,4,FALSE),IF(C40=\"W\",VLOOKUP(B40,'Seasonal Customer Count'!$B:$P,12,FALSE),\"Check\")),0)","v":208},{"$f":"IFERROR(IF(OR(C40=\"S\",C40=\"D\"),VLOOKUP(B40,'Seasonal Customer Count'!$B:$P,5,FALSE),IF(C40=\"W\",VLOOKUP(B40,'Seasonal Customer Count'!$B:$P,13,FALSE),\"Check\")),0)","v":24},{"$f":"IFERROR(IF(OR(C40=\"S\",C40=\"D\"),VLOOKUP(B40,'Seasonal Customer Count'!$B:$P,6,FALSE),IF(C40=\"W\",VLOOKUP(B40,'Seasonal Customer Count'!$B:$P,14,FALSE),\"Check\")),0)","v":28},{"$f":"IFERROR(IF(OR(C40=\"S\",C40=\"D\"),VLOOKUP(B40,'Seasonal Customer Count'!$B:$P,7,FALSE),IF(C40=\"W\",VLOOKUP(B40,'Seasonal Customer Count'!$B:$P,15,FALSE),\"Check\")),0)","v":1},{"$f":"IFERROR(IF(OR(C40=\"S\",C40=\"D\"),VLOOKUP(B40,'Seasonal Customer Count'!$B:$P,8,FALSE),IF(C40=\"W\",VLOOKUP(B40,'Seasonal Customer Count'!$B:$P,16,FALSE),\"Check\")),0)","v":182},{"$f":"Summary!$D$8*(K40*'Average Project Size'!$F$6+L40*'Average Project Size'!$F$7+M40*'Average Project Size'!$F$8+N40*'Average Project Size'!$F$10+O40*'Average Project Size'!$F$9)/1000","v":0.13353605111663569},{"$f":"Summary!$D$8*(K40*F40*'Average Project Size'!$F$6+L40*G40*'Average Project Size'!$F$7+M40*H40*'Average Project Size'!$F$8+N40*I40*'Average Project Size'!$F$10+O40*J40*'Average Project Size'!$F$9)/1000","v":2.3000815371152488E-2}]
[null,{"$f":"'Peak Identification'!B39","v":"BCRT11"},{"$f":"'Peak Identification'!D39","v":"S"},{"$f":"'Peak Identification'!E39","v":16},{"$f":"VLOOKUP($D41,'DER Output'!$S$17:$X$41,6,FALSE)","v":0.22644022312513051},{"$f":"IF($C41=\"S\",VLOOKUP($D41,'DER Output'!$S$18:$W$41,2,FALSE),VLOOKUP($D41,'DER Output'!$S$18:$W$41,3,FALSE))","v":0.44781407722569133},{"$f":"IF($C41=\"S\",VLOOKUP($D41,'DER Output'!$S$18:$W$41,4,FALSE),VLOOKUP($D41,'DER Output'!$S$18:$W$41,5,FALSE))","v":0.44781407722569133},{"$f":"IF($C41=\"S\",VLOOKUP($D41,'DER Output'!$S$18:$W$41,4,FALSE),VLOOKUP($D41,'DER Output'!$S$18:$W$41,5,FALSE))","v":0.44781407722569133},{"$f":"IF($C41=\"S\",VLOOKUP($D41,'DER Output'!$S$18:$W$41,4,FALSE),VLOOKUP($D41,'DER Output'!$S$18:$W$41,5,FALSE))","v":0.44781407722569133},{"$f":"IF($C41=\"S\",VLOOKUP($D41,'DER Output'!$S$18:$W$41,4,FALSE),VLOOKUP($D41,'DER Output'!$S$18:$W$41,5,FALSE))","v":0.44781407722569133},{"$f":"IFERROR(IF(OR(C41=\"S\",C41=\"D\"),VLOOKUP(B41,'Seasonal Customer Count'!$B:$I,4,FALSE),IF(C41=\"W\",VLOOKUP(B41,'Seasonal Customer Count'!$B:$P,12,FALSE),\"Check\")),0)","v":337},{"$f":"IFERROR(IF(OR(C41=\"S\",C41=\"D\"),VLOOKUP(B41,'Seasonal Customer Count'!$B:$P,5,FALSE),IF(C41=\"W\",VLOOKUP(B41,'Seasonal Customer Count'!$B:$P,13,FALSE),\"Check\")),0)","v":21},{"$f":"IFERROR(IF(OR(C41=\"S\",C41=\"D\"),VLOOKUP(B41,'Seasonal Customer Count'!$B:$P,6,FALSE),IF(C41=\"W\",VLOOKUP(B41,'Seasonal Customer Count'!$B:$P,14,FALSE),\"Check\")),0)","v":112},{"$f":"IFERROR(IF(OR(C41=\"S\",C41=\"D\"),VLOOKUP(B41,'Seasonal Customer Count'!$B:$P,7,FALSE),IF(C41=\"W\",VLOOKUP(B41,'Seasonal Customer Count'!$B:$P,15,FALSE),\"Check\")),0)","v":1},{"$f":"IFERROR(IF(OR(C41=\"S\",C41=\"D\"),VLOOKUP(B41,'Seasonal Customer Count'!$B:$P,8,FALSE),IF(C41=\"W\",VLOOKUP(B41,'Seasonal Customer Count'!$B:$P,16,FALSE),\"Check\")),0)","v":0},{"$f":"Summary!$D$8*(K41*'Average Project Size'!$F$6+L41*'Average Project Size'!$F$7+M41*'Average Project Size'!$F$8+N41*'Average Project Size'!$F$10+O41*'Average Project Size'!$F$9)/1000","v":3.7132717078491979E-2},{"$f":"Summary!$D$8*(K41*F41*'Average Project Size'!$F$6+L41*G41*'Average Project Size'!$F$7+M41*H41*'Average Project Size'!$F$8+N41*I41*'Average Project Size'!$F$10+O41*J41*'Average Project Size'!$F$9)/1000","v":1.6628553433387552E-2}]
[null,{"$f":"'Peak Identification'!B40","v":"BCRT12"},{"$f":"'Peak Identification'!D40","v":"S"},{"$f":"'Peak Identification'!E40","v":16},{"$f":"VLOOKUP($D42,'DER Output'!$S$17:$X$41,6,FALSE)","v":0.22644022312513051},{"$f":"IF($C42=\"S\",VLOOKUP($D42,'DER Output'!$S$18:$W$41,2,FALSE),VLOOKUP($D42,'DER Output'!$S$18:$W$41,3,FALSE))","v":0.44781407722569133},{"$f":"IF($C42=\"S\",VLOOKUP($D42,'DER Output'!$S$18:$W$41,4,FALSE),VLOOKUP($D42,'DER Output'!$S$18:$W$41,5,FALSE))","v":0.44781407722569133},{"$f":"IF($C42=\"S\",VLOOKUP($D42,'DER Output'!$S$18:$W$41,4,FALSE),VLOOKUP($D42,'DER Output'!$S$18:$W$41,5,FALSE))","v":0.44781407722569133},{"$f":"IF($C42=\"S\",VLOOKUP($D42,'DER Output'!$S$18:$W$41,4,FALSE),VLOOKUP($D42,'DER Output'!$S$18:$W$41,5,FALSE))","v":0.44781407722569133},{"$f":"IF($C42=\"S\",VLOOKUP($D42,'DER Output'!$S$18:$W$41,4,FALSE),VLOOKUP($D42,'DER Output'!$S$18:$W$41,5,FALSE))","v":0.44781407722569133},{"$f":"IFERROR(IF(OR(C42=\"S\",C42=\"D\"),VLOOKUP(B42,'Seasonal Customer Count'!$B:$I,4,FALSE),IF(C42=\"W\",VLOOKUP(B42,'Seasonal Customer Count'!$B:$P,12,FALSE),\"Check\")),0)","v":413},{"$f":"IFERROR(IF(OR(C42=\"S\",C42=\"D\"),VLOOKUP(B42,'Seasonal Customer Count'!$B:$P,5,FALSE),IF(C42=\"W\",VLOOKUP(B42,'Seasonal Customer Count'!$B:$P,13,FALSE),\"Check\")),0)","v":23},{"$f":"IFERROR(IF(OR(C42=\"S\",C42=\"D\"),VLOOKUP(B42,'Seasonal Customer Count'!$B:$P,6,FALSE),IF(C42=\"W\",VLOOKUP(B42,'Seasonal Customer Count'!$B:$P,14,FALSE),\"Check\")),0)","v":86},{"$f":"IFERROR(IF(OR(C42=\"S\",C42=\"D\"),VLOOKUP(B42,'Seasonal Customer Count'!$B:$P,7,FALSE),IF(C42=\"W\",VLOOKUP(B42,'Seasonal Customer Count'!$B:$P,15,FALSE),\"Check\")),0)","v":0},{"$f":"IFERROR(IF(OR(C42=\"S\",C42=\"D\"),VLOOKUP(B42,'Seasonal Customer Count'!$B:$P,8,FALSE),IF(C42=\"W\",VLOOKUP(B42,'Seasonal Customer Count'!$B:$P,16,FALSE),\"Check\")),0)","v":0},{"$f":"Summary!$D$8*(K42*'Average Project Size'!$F$6+L42*'Average Project Size'!$F$7+M42*'Average Project Size'!$F$8+N42*'Average Project Size'!$F$10+O42*'Average Project Size'!$F$9)/1000","v":3.2893151824674449E-2},{"$f":"Summary!$D$8*(K42*F42*'Average Project Size'!$F$6+L42*G42*'Average Project Size'!$F$7+M42*H42*'Average Project Size'!$F$8+N42*I42*'Average Project Size'!$F$10+O42*J42*'Average Project Size'!$F$9)/1000","v":1.4730016431411152E-2}]
[null,{"$f":"'Peak Identification'!B41","v":"BCRT13"},{"$f":"'Peak Identification'!D41","v":"S"},{"$f":"'Peak Identification'!E41","v":15},{"$f":"VLOOKUP($D43,'DER Output'!$S$17:$X$41,6,FALSE)","v":0.24675324675324678},{"$f":"IF($C43=\"S\",VLOOKUP($D43,'DER Output'!$S$18:$W$41,2,FALSE),VLOOKUP($D43,'DER Output'!$S$18:$W$41,3,FALSE))","v":0.57498529407079435},{"$f":"IF($C43=\"S\",VLOOKUP($D43,'DER Output'!$S$18:$W$41,4,FALSE),VLOOKUP($D43,'DER Output'!$S$18:$W$41,5,FALSE))","v":0.57498529407079435},{"$f":"IF($C43=\"S\",VLOOKUP($D43,'DER Output'!$S$18:$W$41,4,FALSE),VLOOKUP($D43,'DER Output'!$S$18:$W$41,5,FALSE))","v":0.57498529407079435},{"$f":"IF($C43=\"S\",VLOOKUP($D43,'DER Output'!$S$18:$W$41,4,FALSE),VLOOKUP($D43,'DER Output'!$S$18:$W$41,5,FALSE))","v":0.57498529407079435},{"$f":"IF($C43=\"S\",VLOOKUP($D43,'DER Output'!$S$18:$W$41,4,FALSE),VLOOKUP($D43,'DER Output'!$S$18:$W$41,5,FALSE))","v":0.57498529407079435},{"$f":"IFERROR(IF(OR(C43=\"S\",C43=\"D\"),VLOOKUP(B43,'Seasonal Customer Count'!$B:$I,4,FALSE),IF(C43=\"W\",VLOOKUP(B43,'Seasonal Customer Count'!$B:$P,12,FALSE),\"Check\")),0)","v":208},{"$f":"IFERROR(IF(OR(C43=\"S\",C43=\"D\"),VLOOKUP(B43,'Seasonal Customer Count'!$B:$P,5,FALSE),IF(C43=\"W\",VLOOKUP(B43,'Seasonal Customer Count'!$B:$P,13,FALSE),\"Check\")),0)","v":12},{"$f":"IFERROR(IF(OR(C43=\"S\",C43=\"D\"),VLOOKUP(B43,'Seasonal Customer Count'!$B:$P,6,FALSE),IF(C43=\"W\",VLOOKUP(B43,'Seasonal Customer Count'!$B:$P,14,FALSE),\"Check\")),0)","v":78},{"$f":"IFERROR(IF(OR(C43=\"S\",C43=\"D\"),VLOOKUP(B43,'Seasonal Customer Count'!$B:$P,7,FALSE),IF(C43=\"W\",VLOOKUP(B43,'Seasonal Customer Count'!$B:$P,15,FALSE),\"Check\")),0)","v":2},{"$f":"IFERROR(IF(OR(C43=\"S\",C43=\"D\"),VLOOKUP(B43,'Seasonal Customer Count'!$B:$P,8,FALSE),IF(C43=\"W\",VLOOKUP(B43,'Seasonal Customer Count'!$B:$P,16,FALSE),\"Check\")),0)","v":0},{"$f":"Summary!$D$8*(K43*'Average Project Size'!$F$6+L43*'Average Project Size'!$F$7+M43*'Average Project Size'!$F$8+N43*'Average Project Size'!$F$10+O43*'Average Project Size'!$F$9)/1000","v":2.8433284949382947E-2},{"$f":"Summary!$D$8*(K43*F43*'Average Project Size'!$F$6+L43*G43*'Average Project Size'!$F$7+M43*H43*'Average Project Size'!$F$8+N43*I43*'Average Project Size'!$F$10+O43*J43*'Average Project Size'!$F$9)/1000","v":1.6348720708019644E-2}]
[null,{"$f":"'Peak Identification'!B42","v":"BCRT14"},{"$f":"'Peak Identification'!D42","v":"S"},{"$f":"'Peak Identification'!E42","v":15},{"$f":"VLOOKUP($D44,'DER Output'!$S$17:$X$41,6,FALSE)","v":0.24675324675324678},{"$f":"IF($C44=\"S\",VLOOKUP($D44,'DER Output'!$S$18:$W$41,2,FALSE),VLOOKUP($D44,'DER Output'!$S$18:$W$41,3,FALSE))","v":0.57498529407079435},{"$f":"IF($C44=\"S\",VLOOKUP($D44,'DER Output'!$S$18:$W$41,4,FALSE),VLOOKUP($D44,'DER Output'!$S$18:$W$41,5,FALSE))","v":0.57498529407079435},{"$f":"IF($C44=\"S\",VLOOKUP($D44,'DER Output'!$S$18:$W$41,4,FALSE),VLOOKUP($D44,'DER Output'!$S$18:$W$41,5,FALSE))","v":0.57498529407079435},{"$f":"IF($C44=\"S\",VLOOKUP($D44,'DER Output'!$S$18:$W$41,4,FALSE),VLOOKUP($D44,'DER Output'!$S$18:$W$41,5,FALSE))","v":0.57498529407079435},{"$f":"IF($C44=\"S\",VLOOKUP($D44,'DER Output'!$S$18:$W$41,4,FALSE),VLOOKUP($D44,'DER Output'!$S$18:$W$41,5,FALSE))","v":0.57498529407079435},{"$f":"IFERROR(IF(OR(C44=\"S\",C44=\"D\"),VLOOKUP(B44,'Seasonal Customer Count'!$B:$I,4,FALSE),IF(C44=\"W\",VLOOKUP(B44,'Seasonal Customer Count'!$B:$P,12,FALSE),\"Check\")),0)","v":0},{"$f":"IFERROR(IF(OR(C44=\"S\",C44=\"D\"),VLOOKUP(B44,'Seasonal Customer Count'!$B:$P,5,FALSE),IF(C44=\"W\",VLOOKUP(B44,'Seasonal Customer Count'!$B:$P,13,FALSE),\"Check\")),0)","v":0},{"$f":"IFERROR(IF(OR(C44=\"S\",C44=\"D\"),VLOOKUP(B44,'Seasonal Customer Count'!$B:$P,6,FALSE),IF(C44=\"W\",VLOOKUP(B44,'Seasonal Customer Count'!$B:$P,14,FALSE),\"Check\")),0)","v":0},{"$f":"IFERROR(IF(OR(C44=\"S\",C44=\"D\"),VLOOKUP(B44,'Seasonal Customer Count'!$B:$P,7,FALSE),IF(C44=\"W\",VLOOKUP(B44,'Seasonal Customer Count'!$B:$P,15,FALSE),\"Check\")),0)","v":1},{"$f":"IFERROR(IF(OR(C44=\"S\",C44=\"D\"),VLOOKUP(B44,'Seasonal Customer Count'!$B:$P,8,FALSE),IF(C44=\"W\",VLOOKUP(B44,'Seasonal Customer Count'!$B:$P,16,FALSE),\"Check\")),0)","v":0},{"$f":"Summary!$D$8*(K44*'Average Project Size'!$F$6+L44*'Average Project Size'!$F$7+M44*'Average Project Size'!$F$8+N44*'Average Project Size'!$F$10+O44*'Average Project Size'!$F$9)/1000","v":2.9355110231040001E-3},{"$f":"Summary!$D$8*(K44*F44*'Average Project Size'!$F$6+L44*G44*'Average Project Size'!$F$7+M44*H44*'Average Project Size'!$F$8+N44*I44*'Average Project Size'!$F$10+O44*J44*'Average Project Size'!$F$9)/1000","v":1.6878756688675116E-3}]
[null,{"$f":"'Peak Identification'!B43","v":"BCRT T-131"},{"$f":"'Peak Identification'!D43","v":"S"},{"$f":"'Peak Identification'!E43","v":16},{"$f":"VLOOKUP($D45,'DER Output'!$S$17:$X$41,6,FALSE)","v":0.22644022312513051},{"$f":"IF($C45=\"S\",VLOOKUP($D45,'DER Output'!$S$18:$W$41,2,FALSE),VLOOKUP($D45,'DER Output'!$S$18:$W$41,3,FALSE))","v":0.44781407722569133},{"$f":"IF($C45=\"S\",VLOOKUP($D45,'DER Output'!$S$18:$W$41,4,FALSE),VLOOKUP($D45,'DER Output'!$S$18:$W$41,5,FALSE))","v":0.44781407722569133},{"$f":"IF($C45=\"S\",VLOOKUP($D45,'DER Output'!$S$18:$W$41,4,FALSE),VLOOKUP($D45,'DER Output'!$S$18:$W$41,5,FALSE))","v":0.44781407722569133},{"$f":"IF($C45=\"S\",VLOOKUP($D45,'DER Output'!$S$18:$W$41,4,FALSE),VLOOKUP($D45,'DER Output'!$S$18:$W$41,5,FALSE))","v":0.44781407722569133},{"$f":"IF($C45=\"S\",VLOOKUP($D45,'DER Output'!$S$18:$W$41,4,FALSE),VLOOKUP($D45,'DER Output'!$S$18:$W$41,5,FALSE))","v":0.44781407722569133},{"$f":"IFERROR(IF(OR(C45=\"S\",C45=\"D\"),VLOOKUP(B45,'Seasonal Customer Count'!$B:$I,4,FALSE),IF(C45=\"W\",VLOOKUP(B45,'Seasonal Customer Count'!$B:$P,12,FALSE),\"Check\")),0)","v":958},{"$f":"IFERROR(IF(OR(C45=\"S\",C45=\"D\"),VLOOKUP(B45,'Seasonal Customer Count'!$B:$P,5,FALSE),IF(C45=\"W\",VLOOKUP(B45,'Seasonal Customer Count'!$B:$P,13,FALSE),\"Check\")),0)","v":56},{"$f":"IFERROR(IF(OR(C45=\"S\",C45=\"D\"),VLOOKUP(B45,'Seasonal Customer Count'!$B:$P,6,FALSE),IF(C45=\"W\",VLOOKUP(B45,'Seasonal Customer Count'!$B:$P,14,FALSE),\"Check\")),0)","v":276},{"$f":"IFERROR(IF(OR(C45=\"S\",C45=\"D\"),VLOOKUP(B45,'Seasonal Customer Count'!$B:$P,7,FALSE),IF(C45=\"W\",VLOOKUP(B45,'Seasonal Customer Count'!$B:$P,15,FALSE),\"Check\")),0)","v":4},{"$f":"IFERROR(IF(OR(C45=\"S\",C45=\"D\"),VLOOKUP(B45,'Seasonal Customer Count'!$B:$P,8,FALSE),IF(C45=\"W\",VLOOKUP(B45,'Seasonal Customer Count'!$B:$P,16,FALSE),\"Check\")),0)","v":0},{"$f":"Summary!$D$8*(K45*'Average Project Size'!$F$6+L45*'Average Project Size'!$F$7+M45*'Average Project Size'!$F$8+N45*'Average Project Size'!$F$10+O45*'Average Project Size'!$F$9)/1000","v":0.10139466487565336},{"$f":"Summary!$D$8*(K45*F45*'Average Project Size'!$F$6+L45*G45*'Average Project Size'!$F$7+M45*H45*'Average Project Size'!$F$8+N45*I45*'Average Project Size'!$F$10+O45*J45*'Average Project Size'!$F$9)/1000","v":4.5405958286898931E-2}]
[null,{"$f":"'Peak Identification'!B44","v":"BGBR11"},{"$f":"'Peak Identification'!D44","v":"W"},{"$f":"'Peak Identification'!E44","v":18},{"$f":"VLOOKUP($D46,'DER Output'!$S$17:$X$41,6,FALSE)","v":0.16032398020038169},{"$f":"IF($C46=\"S\",VLOOKUP($D46,'DER Output'!$S$18:$W$41,2,FALSE),VLOOKUP($D46,'DER Output'!$S$18:$W$41,3,FALSE))","v":5.535976984247182E-4},{"$f":"IF($C46=\"S\",VLOOKUP($D46,'DER Output'!$S$18:$W$41,4,FALSE),VLOOKUP($D46,'DER Output'!$S$18:$W$41,5,FALSE))","v":5.535976984247182E-4},{"$f":"IF($C46=\"S\",VLOOKUP($D46,'DER Output'!$S$18:$W$41,4,FALSE),VLOOKUP($D46,'DER Output'!$S$18:$W$41,5,FALSE))","v":5.535976984247182E-4},{"$f":"IF($C46=\"S\",VLOOKUP($D46,'DER Output'!$S$18:$W$41,4,FALSE),VLOOKUP($D46,'DER Output'!$S$18:$W$41,5,FALSE))","v":5.535976984247182E-4},{"$f":"IF($C46=\"S\",VLOOKUP($D46,'DER Output'!$S$18:$W$41,4,FALSE),VLOOKUP($D46,'DER Output'!$S$18:$W$41,5,FALSE))","v":5.535976984247182E-4},{"$f":"IFERROR(IF(OR(C46=\"S\",C46=\"D\"),VLOOKUP(B46,'Seasonal Customer Count'!$B:$I,4,FALSE),IF(C46=\"W\",VLOOKUP(B46,'Seasonal Customer Count'!$B:$P,12,FALSE),\"Check\")),0)","v":284},{"$f":"IFERROR(IF(OR(C46=\"S\",C46=\"D\"),VLOOKUP(B46,'Seasonal Customer Count'!$B:$P,5,FALSE),IF(C46=\"W\",VLOOKUP(B46,'Seasonal Customer Count'!$B:$P,13,FALSE),\"Check\")),0)","v":265},{"$f":"IFERROR(IF(OR(C46=\"S\",C46=\"D\"),VLOOKUP(B46,'Seasonal Customer Count'!$B:$P,6,FALSE),IF(C46=\"W\",VLOOKUP(B46,'Seasonal Customer Count'!$B:$P,14,FALSE),\"Check\")),0)","v":3},{"$f":"IFERROR(IF(OR(C46=\"S\",C46=\"D\"),VLOOKUP(B46,'Seasonal Customer Count'!$B:$P,7,FALSE),IF(C46=\"W\",VLOOKUP(B46,'Seasonal Customer Count'!$B:$P,15,FALSE),\"Check\")),0)","v":27},{"$f":"IFERROR(IF(OR(C46=\"S\",C46=\"D\"),VLOOKUP(B46,'Seasonal Customer Count'!$B:$P,8,FALSE),IF(C46=\"W\",VLOOKUP(B46,'Seasonal Customer Count'!$B:$P,16,FALSE),\"Check\")),0)","v":0},{"$f":"Summary!$D$8*(K46*'Average Project Size'!$F$6+L46*'Average Project Size'!$F$7+M46*'Average Project Size'!$F$8+N46*'Average Project Size'!$F$10+O46*'Average Project Size'!$F$9)/1000","v":0.11049990484535968},{"$f":"Summary!$D$8*(K46*F46*'Average Project Size'!$F$6+L46*G46*'Average Project Size'!$F$7+M46*H46*'Average Project Size'!$F$8+N46*I46*'Average Project Size'!$F$10+O46*J46*'Average Project Size'!$F$9)/1000","v":6.1172492998541475E-5}]
[null,{"$f":"'Peak Identification'!B45","v":"BGBR T-061"},{"$f":"'Peak Identification'!D45","v":"W"},{"$f":"'Peak Identification'!E45","v":18},{"$f":"VLOOKUP($D47,'DER Output'!$S$17:$X$41,6,FALSE)","v":0.16032398020038169},{"$f":"IF($C47=\"S\",VLOOKUP($D47,'DER Output'!$S$18:$W$41,2,FALSE),VLOOKUP($D47,'DER Output'!$S$18:$W$41,3,FALSE))","v":5.535976984247182E-4},{"$f":"IF($C47=\"S\",VLOOKUP($D47,'DER Output'!$S$18:$W$41,4,FALSE),VLOOKUP($D47,'DER Output'!$S$18:$W$41,5,FALSE))","v":5.535976984247182E-4},{"$f":"IF($C47=\"S\",VLOOKUP($D47,'DER Output'!$S$18:$W$41,4,FALSE),VLOOKUP($D47,'DER Output'!$S$18:$W$41,5,FALSE))","v":5.535976984247182E-4},{"$f":"IF($C47=\"S\",VLOOKUP($D47,'DER Output'!$S$18:$W$41,4,FALSE),VLOOKUP($D47,'DER Output'!$S$18:$W$41,5,FALSE))","v":5.535976984247182E-4},{"$f":"IF($C47=\"S\",VLOOKUP($D47,'DER Output'!$S$18:$W$41,4,FALSE),VLOOKUP($D47,'DER Output'!$S$18:$W$41,5,FALSE))","v":5.535976984247182E-4},{"$f":"IFERROR(IF(OR(C47=\"S\",C47=\"D\"),VLOOKUP(B47,'Seasonal Customer Count'!$B:$I,4,FALSE),IF(C47=\"W\",VLOOKUP(B47,'Seasonal Customer Count'!$B:$P,12,FALSE),\"Check\")),0)","v":69},{"$f":"IFERROR(IF(OR(C47=\"S\",C47=\"D\"),VLOOKUP(B47,'Seasonal Customer Count'!$B:$P,5,FALSE),IF(C47=\"W\",VLOOKUP(B47,'Seasonal Customer Count'!$B:$P,13,FALSE),\"Check\")),0)","v":81},{"$f":"IFERROR(IF(OR(C47=\"S\",C47=\"D\"),VLOOKUP(B47,'Seasonal Customer Count'!$B:$P,6,FALSE),IF(C47=\"W\",VLOOKUP(B47,'Seasonal Customer Count'!$B:$P,14,FALSE),\"Check\")),0)","v":2},{"$f":"IFERROR(IF(OR(C47=\"S\",C47=\"D\"),VLOOKUP(B47,'Seasonal Customer Count'!$B:$P,7,FALSE),IF(C47=\"W\",VLOOKUP(B47,'Seasonal Customer Count'!$B:$P,15,FALSE),\"Check\")),0)","v":0},{"$f":"IFERROR(IF(OR(C47=\"S\",C47=\"D\"),VLOOKUP(B47,'Seasonal Customer Count'!$B:$P,8,FALSE),IF(C47=\"W\",VLOOKUP(B47,'Seasonal Customer Count'!$B:$P,16,FALSE),\"Check\")),0)","v":0},{"$f":"Summary!$D$8*(K47*'Average Project Size'!$F$6+L47*'Average Project Size'!$F$7+M47*'Average Project Size'!$F$8+N47*'Average Project Size'!$F$10+O47*'Average Project Size'!$F$9)/1000","v":9.0276257243231597E-3},{"$f":"Summary!$D$8*(K47*F47*'Average Project Size'!$F$6+L47*G47*'Average Project Size'!$F$7+M47*H47*'Average Project Size'!$F$8+N47*I47*'Average Project Size'!$F$10+O47*J47*'Average Project Size'!$F$9)/1000","v":4.9976728232250819E-6}]
[null,{"$f":"'Peak Identification'!B46","v":"BKAT11"},{"$f":"'Peak Identification'!D46","v":"S"},{"$f":"'Peak Identification'!E46","v":17},{"$f":"VLOOKUP($D48,'DER Output'!$S$17:$X$41,6,FALSE)","v":0.19174838710475617},{"$f":"IF($C48=\"S\",VLOOKUP($D48,'DER Output'!$S$18:$W$41,2,FALSE),VLOOKUP($D48,'DER Output'!$S$18:$W$41,3,FALSE))","v":0.30300399777640191},{"$f":"IF($C48=\"S\",VLOOKUP($D48,'DER Output'!$S$18:$W$41,4,FALSE),VLOOKUP($D48,'DER Output'!$S$18:$W$41,5,FALSE))","v":0.30300399777640191},{"$f":"IF($C48=\"S\",VLOOKUP($D48,'DER Output'!$S$18:$W$41,4,FALSE),VLOOKUP($D48,'DER Output'!$S$18:$W$41,5,FALSE))","v":0.30300399777640191},{"$f":"IF($C48=\"S\",VLOOKUP($D48,'DER Output'!$S$18:$W$41,4,FALSE),VLOOKUP($D48,'DER Output'!$S$18:$W$41,5,FALSE))","v":0.30300399777640191},{"$f":"IF($C48=\"S\",VLOOKUP($D48,'DER Output'!$S$18:$W$41,4,FALSE),VLOOKUP($D48,'DER Output'!$S$18:$W$41,5,FALSE))","v":0.30300399777640191},{"$f":"IFERROR(IF(OR(C48=\"S\",C48=\"D\"),VLOOKUP(B48,'Seasonal Customer Count'!$B:$I,4,FALSE),IF(C48=\"W\",VLOOKUP(B48,'Seasonal Customer Count'!$B:$P,12,FALSE),\"Check\")),0)","v":621},{"$f":"IFERROR(IF(OR(C48=\"S\",C48=\"D\"),VLOOKUP(B48,'Seasonal Customer Count'!$B:$P,5,FALSE),IF(C48=\"W\",VLOOKUP(B48,'Seasonal Customer Count'!$B:$P,13,FALSE),\"Check\")),0)","v":9},{"$f":"IFERROR(IF(OR(C48=\"S\",C48=\"D\"),VLOOKUP(B48,'Seasonal Customer Count'!$B:$P,6,FALSE),IF(C48=\"W\",VLOOKUP(B48,'Seasonal Customer Count'!$B:$P,14,FALSE),\"Check\")),0)","v":34},{"$f":"IFERROR(IF(OR(C48=\"S\",C48=\"D\"),VLOOKUP(B48,'Seasonal Customer Count'!$B:$P,7,FALSE),IF(C48=\"W\",VLOOKUP(B48,'Seasonal Customer Count'!$B:$P,15,FALSE),\"Check\")),0)","v":2},{"$f":"IFERROR(IF(OR(C48=\"S\",C48=\"D\"),VLOOKUP(B48,'Seasonal Customer Count'!$B:$P,8,FALSE),IF(C48=\"W\",VLOOKUP(B48,'Seasonal Customer Count'!$B:$P,16,FALSE),\"Check\")),0)","v":2},{"$f":"Summary!$D$8*(K48*'Average Project Size'!$F$6+L48*'Average Project Size'!$F$7+M48*'Average Project Size'!$F$8+N48*'Average Project Size'!$F$10+O48*'Average Project Size'!$F$9)/1000","v":3.833373387015987E-2},{"$f":"Summary!$D$8*(K48*F48*'Average Project Size'!$F$6+L48*G48*'Average Project Size'!$F$7+M48*H48*'Average Project Size'!$F$8+N48*I48*'Average Project Size'!$F$10+O48*J48*'Average Project Size'!$F$9)/1000","v":1.1615274612355104E-2}]
[null,{"$f":"'Peak Identification'!B47","v":"BKAT12"},{"$f":"'Peak Identification'!D47","v":"S"},{"$f":"'Peak Identification'!E47","v":14},{"$f":"VLOOKUP($D49,'DER Output'!$S$17:$X$41,6,FALSE)","v":0.26694349499860076},{"$f":"IF($C49=\"S\",VLOOKUP($D49,'DER Output'!$S$18:$W$41,2,FALSE),VLOOKUP($D49,'DER Output'!$S$18:$W$41,3,FALSE))","v":0.65426593965075153},{"$f":"IF($C49=\"S\",VLOOKUP($D49,'DER Output'!$S$18:$W$41,4,FALSE),VLOOKUP($D49,'DER Output'!$S$18:$W$41,5,FALSE))","v":0.65426593965075153},{"$f":"IF($C49=\"S\",VLOOKUP($D49,'DER Output'!$S$18:$W$41,4,FALSE),VLOOKUP($D49,'DER Output'!$S$18:$W$41,5,FALSE))","v":0.65426593965075153},{"$f":"IF($C49=\"S\",VLOOKUP($D49,'DER Output'!$S$18:$W$41,4,FALSE),VLOOKUP($D49,'DER Output'!$S$18:$W$41,5,FALSE))","v":0.65426593965075153},{"$f":"IF($C49=\"S\",VLOOKUP($D49,'DER Output'!$S$18:$W$41,4,FALSE),VLOOKUP($D49,'DER Output'!$S$18:$W$41,5,FALSE))","v":0.65426593965075153},{"$f":"IFERROR(IF(OR(C49=\"S\",C49=\"D\"),VLOOKUP(B49,'Seasonal Customer Count'!$B:$I,4,FALSE),IF(C49=\"W\",VLOOKUP(B49,'Seasonal Customer Count'!$B:$P,12,FALSE),\"Check\")),0)","v":206},{"$f":"IFERROR(IF(OR(C49=\"S\",C49=\"D\"),VLOOKUP(B49,'Seasonal Customer Count'!$B:$P,5,FALSE),IF(C49=\"W\",VLOOKUP(B49,'Seasonal Customer Count'!$B:$P,13,FALSE),\"Check\")),0)","v":14},{"$f":"IFERROR(IF(OR(C49=\"S\",C49=\"D\"),VLOOKUP(B49,'Seasonal Customer Count'!$B:$P,6,FALSE),IF(C49=\"W\",VLOOKUP(B49,'Seasonal Customer Count'!$B:$P,14,FALSE),\"Check\")),0)","v":15},{"$f":"IFERROR(IF(OR(C49=\"S\",C49=\"D\"),VLOOKUP(B49,'Seasonal Customer Count'!$B:$P,7,FALSE),IF(C49=\"W\",VLOOKUP(B49,'Seasonal Customer Count'!$B:$P,15,FALSE),\"Check\")),0)","v":2},{"$f":"IFERROR(IF(OR(C49=\"S\",C49=\"D\"),VLOOKUP(B49,'Seasonal Customer Count'!$B:$P,8,FALSE),IF(C49=\"W\",VLOOKUP(B49,'Seasonal Customer Count'!$B:$P,16,FALSE),\"Check\")),0)","v":5},{"$f":"Summary!$D$8*(K49*'Average Project Size'!$F$6+L49*'Average Project Size'!$F$7+M49*'Average Project Size'!$F$8+N49*'Average Project Size'!$F$10+O49*'Average Project Size'!$F$9)/1000","v":2.0845721434197891E-2},{"$f":"Summary!$D$8*(K49*F49*'Average Project Size'!$F$6+L49*G49*'Average Project Size'!$F$7+M49*H49*'Average Project Size'!$F$8+N49*I49*'Average Project Size'!$F$10+O49*J49*'Average Project Size'!$F$9)/1000","v":1.3638645521843294E-2}]
[null,{"$f":"'Peak Identification'!B48","v":"BKAT13"},{"$f":"'Peak Identification'!D48","v":"S"},{"$f":"'Peak Identification'!E48","v":18},{"$f":"VLOOKUP($D50,'DER Output'!$S$17:$X$41,6,FALSE)","v":0.16032398020038169},{"$f":"IF($C50=\"S\",VLOOKUP($D50,'DER Output'!$S$18:$W$41,2,FALSE),VLOOKUP($D50,'DER Output'!$S$18:$W$41,3,FALSE))","v":0.17224423800777711},{"$f":"IF($C50=\"S\",VLOOKUP($D50,'DER Output'!$S$18:$W$41,4,FALSE),VLOOKUP($D50,'DER Output'!$S$18:$W$41,5,FALSE))","v":0.17224423800777711},{"$f":"IF($C50=\"S\",VLOOKUP($D50,'DER Output'!$S$18:$W$41,4,FALSE),VLOOKUP($D50,'DER Output'!$S$18:$W$41,5,FALSE))","v":0.17224423800777711},{"$f":"IF($C50=\"S\",VLOOKUP($D50,'DER Output'!$S$18:$W$41,4,FALSE),VLOOKUP($D50,'DER Output'!$S$18:$W$41,5,FALSE))","v":0.17224423800777711},{"$f":"IF($C50=\"S\",VLOOKUP($D50,'DER Output'!$S$18:$W$41,4,FALSE),VLOOKUP($D50,'DER Output'!$S$18:$W$41,5,FALSE))","v":0.17224423800777711},{"$f":"IFERROR(IF(OR(C50=\"S\",C50=\"D\"),VLOOKUP(B50,'Seasonal Customer Count'!$B:$I,4,FALSE),IF(C50=\"W\",VLOOKUP(B50,'Seasonal Customer Count'!$B:$P,12,FALSE),\"Check\")),0)","v":1137},{"$f":"IFERROR(IF(OR(C50=\"S\",C50=\"D\"),VLOOKUP(B50,'Seasonal Customer Count'!$B:$P,5,FALSE),IF(C50=\"W\",VLOOKUP(B50,'Seasonal Customer Count'!$B:$P,13,FALSE),\"Check\")),0)","v":45},{"$f":"IFERROR(IF(OR(C50=\"S\",C50=\"D\"),VLOOKUP(B50,'Seasonal Customer Count'!$B:$P,6,FALSE),IF(C50=\"W\",VLOOKUP(B50,'Seasonal Customer Count'!$B:$P,14,FALSE),\"Check\")),0)","v":30},{"$f":"IFERROR(IF(OR(C50=\"S\",C50=\"D\"),VLOOKUP(B50,'Seasonal Customer Count'!$B:$P,7,FALSE),IF(C50=\"W\",VLOOKUP(B50,'Seasonal Customer Count'!$B:$P,15,FALSE),\"Check\")),0)","v":0},{"$f":"IFERROR(IF(OR(C50=\"S\",C50=\"D\"),VLOOKUP(B50,'Seasonal Customer Count'!$B:$P,8,FALSE),IF(C50=\"W\",VLOOKUP(B50,'Seasonal Customer Count'!$B:$P,16,FALSE),\"Check\")),0)","v":27},{"$f":"Summary!$D$8*(K50*'Average Project Size'!$F$6+L50*'Average Project Size'!$F$7+M50*'Average Project Size'!$F$8+N50*'Average Project Size'!$F$10+O50*'Average Project Size'!$F$9)/1000","v":7.082563519782259E-2},{"$f":"Summary!$D$8*(K50*F50*'Average Project Size'!$F$6+L50*G50*'Average Project Size'!$F$7+M50*H50*'Average Project Size'!$F$8+N50*I50*'Average Project Size'!$F$10+O50*J50*'Average Project Size'!$F$9)/1000","v":1.2199307566065749E-2}]
[null,{"$f":"'Peak Identification'!B49","v":"BKAT14"},{"$f":"'Peak Identification'!D49","v":"S"},{"$f":"'Peak Identification'!E49","v":17},{"$f":"VLOOKUP($D51,'DER Output'!$S$17:$X$41,6,FALSE)","v":0.19174838710475617},{"$f":"IF($C51=\"S\",VLOOKUP($D51,'DER Output'!$S$18:$W$41,2,FALSE),VLOOKUP($D51,'DER Output'!$S$18:$W$41,3,FALSE))","v":0.30300399777640191},{"$f":"IF($C51=\"S\",VLOOKUP($D51,'DER Output'!$S$18:$W$41,4,FALSE),VLOOKUP($D51,'DER Output'!$S$18:$W$41,5,FALSE))","v":0.30300399777640191},{"$f":"IF($C51=\"S\",VLOOKUP($D51,'DER Output'!$S$18:$W$41,4,FALSE),VLOOKUP($D51,'DER Output'!$S$18:$W$41,5,FALSE))","v":0.30300399777640191},{"$f":"IF($C51=\"S\",VLOOKUP($D51,'DER Output'!$S$18:$W$41,4,FALSE),VLOOKUP($D51,'DER Output'!$S$18:$W$41,5,FALSE))","v":0.30300399777640191},{"$f":"IF($C51=\"S\",VLOOKUP($D51,'DER Output'!$S$18:$W$41,4,FALSE),VLOOKUP($D51,'DER Output'!$S$18:$W$41,5,FALSE))","v":0.30300399777640191},{"$f":"IFERROR(IF(OR(C51=\"S\",C51=\"D\"),VLOOKUP(B51,'Seasonal Customer Count'!$B:$I,4,FALSE),IF(C51=\"W\",VLOOKUP(B51,'Seasonal Customer Count'!$B:$P,12,FALSE),\"Check\")),0)","v":1621},{"$f":"IFERROR(IF(OR(C51=\"S\",C51=\"D\"),VLOOKUP(B51,'Seasonal Customer Count'!$B:$P,5,FALSE),IF(C51=\"W\",VLOOKUP(B51,'Seasonal Customer Count'!$B:$P,13,FALSE),\"Check\")),0)","v":22},{"$f":"IFERROR(IF(OR(C51=\"S\",C51=\"D\"),VLOOKUP(B51,'Seasonal Customer Count'!$B:$P,6,FALSE),IF(C51=\"W\",VLOOKUP(B51,'Seasonal Customer Count'!$B:$P,14,FALSE),\"Check\")),0)","v":20},{"$f":"IFERROR(IF(OR(C51=\"S\",C51=\"D\"),VLOOKUP(B51,'Seasonal Customer Count'!$B:$P,7,FALSE),IF(C51=\"W\",VLOOKUP(B51,'Seasonal Customer Count'!$B:$P,15,FALSE),\"Check\")),0)","v":0},{"$f":"IFERROR(IF(OR(C51=\"S\",C51=\"D\"),VLOOKUP(B51,'Seasonal Customer Count'!$B:$P,8,FALSE),IF(C51=\"W\",VLOOKUP(B51,'Seasonal Customer Count'!$B:$P,16,FALSE),\"Check\")),0)","v":1},{"$f":"Summary!$D$8*(K51*'Average Project Size'!$F$6+L51*'Average Project Size'!$F$7+M51*'Average Project Size'!$F$8+N51*'Average Project Size'!$F$10+O51*'Average Project Size'!$F$9)/1000","v":7.011981454009622E-2},{"$f":"Summary!$D$8*(K51*F51*'Average Project Size'!$F$6+L51*G51*'Average Project Size'!$F$7+M51*H51*'Average Project Size'!$F$8+N51*I51*'Average Project Size'!$F$10+O51*J51*'Average Project Size'!$F$9)/1000","v":2.1246584128989027E-2}]
[null,{"$f":"'Peak Identification'!B50","v":"BKAT15"},{"$f":"'Peak Identification'!D50","v":"S"},{"$f":"'Peak Identification'!E50","v":18},{"$f":"VLOOKUP($D52,'DER Output'!$S$17:$X$41,6,FALSE)","v":0.16032398020038169},{"$f":"IF($C52=\"S\",VLOOKUP($D52,'DER Output'!$S$18:$W$41,2,FALSE),VLOOKUP($D52,'DER Output'!$S$18:$W$41,3,FALSE))","v":0.17224423800777711},{"$f":"IF($C52=\"S\",VLOOKUP($D52,'DER Output'!$S$18:$W$41,4,FALSE),VLOOKUP($D52,'DER Output'!$S$18:$W$41,5,FALSE))","v":0.17224423800777711},{"$f":"IF($C52=\"S\",VLOOKUP($D52,'DER Output'!$S$18:$W$41,4,FALSE),VLOOKUP($D52,'DER Output'!$S$18:$W$41,5,FALSE))","v":0.17224423800777711},{"$f":"IF($C52=\"S\",VLOOKUP($D52,'DER Output'!$S$18:$W$41,4,FALSE),VLOOKUP($D52,'DER Output'!$S$18:$W$41,5,FALSE))","v":0.17224423800777711},{"$f":"IF($C52=\"S\",VLOOKUP($D52,'DER Output'!$S$18:$W$41,4,FALSE),VLOOKUP($D52,'DER Output'!$S$18:$W$41,5,FALSE))","v":0.17224423800777711},{"$f":"IFERROR(IF(OR(C52=\"S\",C52=\"D\"),VLOOKUP(B52,'Seasonal Customer Count'!$B:$I,4,FALSE),IF(C52=\"W\",VLOOKUP(B52,'Seasonal Customer Count'!$B:$P,12,FALSE),\"Check\")),0)","v":1832},{"$f":"IFERROR(IF(OR(C52=\"S\",C52=\"D\"),VLOOKUP(B52,'Seasonal Customer Count'!$B:$P,5,FALSE),IF(C52=\"W\",VLOOKUP(B52,'Seasonal Customer Count'!$B:$P,13,FALSE),\"Check\")),0)","v":25},{"$f":"IFERROR(IF(OR(C52=\"S\",C52=\"D\"),VLOOKUP(B52,'Seasonal Customer Count'!$B:$P,6,FALSE),IF(C52=\"W\",VLOOKUP(B52,'Seasonal Customer Count'!$B:$P,14,FALSE),\"Check\")),0)","v":46},{"$f":"IFERROR(IF(OR(C52=\"S\",C52=\"D\"),VLOOKUP(B52,'Seasonal Customer Count'!$B:$P,7,FALSE),IF(C52=\"W\",VLOOKUP(B52,'Seasonal Customer Count'!$B:$P,15,FALSE),\"Check\")),0)","v":0},{"$f":"IFERROR(IF(OR(C52=\"S\",C52=\"D\"),VLOOKUP(B52,'Seasonal Customer Count'!$B:$P,8,FALSE),IF(C52=\"W\",VLOOKUP(B52,'Seasonal Customer Count'!$B:$P,16,FALSE),\"Check\")),0)","v":0},{"$f":"Summary!$D$8*(K52*'Average Project Size'!$F$6+L52*'Average Project Size'!$F$7+M52*'Average Project Size'!$F$8+N52*'Average Project Size'!$F$10+O52*'Average Project Size'!$F$9)/1000","v":8.256207204878159E-2},{"$f":"Summary!$D$8*(K52*F52*'Average Project Size'!$F$6+L52*G52*'Average Project Size'!$F$7+M52*H52*'Average Project Size'!$F$8+N52*I52*'Average Project Size'!$F$10+O52*J52*'Average Project Size'!$F$9)/1000","v":1.4220841188385578E-2}]
[null,{"$f":"'Peak Identification'!B51","v":"BKAT17"},{"$f":"'Peak Identification'!D51","v":"W"},{"$f":"'Peak Identification'!E51","v":15},{"$f":"VLOOKUP($D53,'DER Output'!$S$17:$X$41,6,FALSE)","v":0.24675324675324678},{"$f":"IF($C53=\"S\",VLOOKUP($D53,'DER Output'!$S$18:$W$41,2,FALSE),VLOOKUP($D53,'DER Output'!$S$18:$W$41,3,FALSE))","v":0.1862014198298606},{"$f":"IF($C53=\"S\",VLOOKUP($D53,'DER Output'!$S$18:$W$41,4,FALSE),VLOOKUP($D53,'DER Output'!$S$18:$W$41,5,FALSE))","v":0.1862014198298606},{"$f":"IF($C53=\"S\",VLOOKUP($D53,'DER Output'!$S$18:$W$41,4,FALSE),VLOOKUP($D53,'DER Output'!$S$18:$W$41,5,FALSE))","v":0.1862014198298606},{"$f":"IF($C53=\"S\",VLOOKUP($D53,'DER Output'!$S$18:$W$41,4,FALSE),VLOOKUP($D53,'DER Output'!$S$18:$W$41,5,FALSE))","v":0.1862014198298606},{"$f":"IF($C53=\"S\",VLOOKUP($D53,'DER Output'!$S$18:$W$41,4,FALSE),VLOOKUP($D53,'DER Output'!$S$18:$W$41,5,FALSE))","v":0.1862014198298606},{"$f":"IFERROR(IF(OR(C53=\"S\",C53=\"D\"),VLOOKUP(B53,'Seasonal Customer Count'!$B:$I,4,FALSE),IF(C53=\"W\",VLOOKUP(B53,'Seasonal Customer Count'!$B:$P,12,FALSE),\"Check\")),0)","v":25},{"$f":"IFERROR(IF(OR(C53=\"S\",C53=\"D\"),VLOOKUP(B53,'Seasonal Customer Count'!$B:$P,5,FALSE),IF(C53=\"W\",VLOOKUP(B53,'Seasonal Customer Count'!$B:$P,13,FALSE),\"Check\")),0)","v":129},{"$f":"IFERROR(IF(OR(C53=\"S\",C53=\"D\"),VLOOKUP(B53,'Seasonal Customer Count'!$B:$P,6,FALSE),IF(C53=\"W\",VLOOKUP(B53,'Seasonal Customer Count'!$B:$P,14,FALSE),\"Check\")),0)","v":2},{"$f":"IFERROR(IF(OR(C53=\"S\",C53=\"D\"),VLOOKUP(B53,'Seasonal Customer Count'!$B:$P,7,FALSE),IF(C53=\"W\",VLOOKUP(B53,'Seasonal Customer Count'!$B:$P,15,FALSE),\"Check\")),0)","v":6},{"$f":"IFERROR(IF(OR(C53=\"S\",C53=\"D\"),VLOOKUP(B53,'Seasonal Customer Count'!$B:$P,8,FALSE),IF(C53=\"W\",VLOOKUP(B53,'Seasonal Customer Count'!$B:$P,16,FALSE),\"Check\")),0)","v":0},{"$f":"Summary!$D$8*(K53*'Average Project Size'!$F$6+L53*'Average Project Size'!$F$7+M53*'Average Project Size'!$F$8+N53*'Average Project Size'!$F$10+O53*'Average Project Size'!$F$9)/1000","v":2.8412453782679814E-2},{"$f":"Summary!$D$8*(K53*F53*'Average Project Size'!$F$6+L53*G53*'Average Project Size'!$F$7+M53*H53*'Average Project Size'!$F$8+N53*I53*'Average Project Size'!$F$10+O53*J53*'Average Project Size'!$F$9)/1000","v":5.290439235185275E-3}]
[null,{"$f":"'Peak Identification'!B52","v":"BKAT16"},{"$f":"'Peak Identification'!D52","v":"S"},{"$f":"'Peak Identification'!E52","v":0},{"$f":"VLOOKUP($D54,'DER Output'!$S$17:$X$41,6,FALSE)","v":0},{"$f":"IF($C54=\"S\",VLOOKUP($D54,'DER Output'!$S$18:$W$41,2,FALSE),VLOOKUP($D54,'DER Output'!$S$18:$W$41,3,FALSE))","v":5.9141103405834004E-4},{"$f":"IF($C54=\"S\",VLOOKUP($D54,'DER Output'!$S$18:$W$41,4,FALSE),VLOOKUP($D54,'DER Output'!$S$18:$W$41,5,FALSE))","v":5.9141103405834004E-4},{"$f":"IF($C54=\"S\",VLOOKUP($D54,'DER Output'!$S$18:$W$41,4,FALSE),VLOOKUP($D54,'DER Output'!$S$18:$W$41,5,FALSE))","v":5.9141103405834004E-4},{"$f":"IF($C54=\"S\",VLOOKUP($D54,'DER Output'!$S$18:$W$41,4,FALSE),VLOOKUP($D54,'DER Output'!$S$18:$W$41,5,FALSE))","v":5.9141103405834004E-4},{"$f":"IF($C54=\"S\",VLOOKUP($D54,'DER Output'!$S$18:$W$41,4,FALSE),VLOOKUP($D54,'DER Output'!$S$18:$W$41,5,FALSE))","v":5.9141103405834004E-4},{"$f":"IFERROR(IF(OR(C54=\"S\",C54=\"D\"),VLOOKUP(B54,'Seasonal Customer Count'!$B:$I,4,FALSE),IF(C54=\"W\",VLOOKUP(B54,'Seasonal Customer Count'!$B:$P,12,FALSE),\"Check\")),0)","v":0},{"$f":"IFERROR(IF(OR(C54=\"S\",C54=\"D\"),VLOOKUP(B54,'Seasonal Customer Count'!$B:$P,5,FALSE),IF(C54=\"W\",VLOOKUP(B54,'Seasonal Customer Count'!$B:$P,13,FALSE),\"Check\")),0)","v":0},{"$f":"IFERROR(IF(OR(C54=\"S\",C54=\"D\"),VLOOKUP(B54,'Seasonal Customer Count'!$B:$P,6,FALSE),IF(C54=\"W\",VLOOKUP(B54,'Seasonal Customer Count'!$B:$P,14,FALSE),\"Check\")),0)","v":0},{"$f":"IFERROR(IF(OR(C54=\"S\",C54=\"D\"),VLOOKUP(B54,'Seasonal Customer Count'!$B:$P,7,FALSE),IF(C54=\"W\",VLOOKUP(B54,'Seasonal Customer Count'!$B:$P,15,FALSE),\"Check\")),0)","v":0},{"$f":"IFERROR(IF(OR(C54=\"S\",C54=\"D\"),VLOOKUP(B54,'Seasonal Customer Count'!$B:$P,8,FALSE),IF(C54=\"W\",VLOOKUP(B54,'Seasonal Customer Count'!$B:$P,16,FALSE),\"Check\")),0)","v":0},{"$f":"Summary!$D$8*(K54*'Average Project Size'!$F$6+L54*'Average Project Size'!$F$7+M54*'Average Project Size'!$F$8+N54*'Average Project Size'!$F$10+O54*'Average Project Size'!$F$9)/1000","v":0},{"$f":"Summary!$D$8*(K54*F54*'Average Project Size'!$F$6+L54*G54*'Average Project Size'!$F$7+M54*H54*'Average Project Size'!$F$8+N54*I54*'Average Project Size'!$F$10+O54*J54*'Average Project Size'!$F$9)/1000","v":0}]
[null,{"$f":"'Peak Identification'!B53","v":"BKAT T-131"},{"$f":"'Peak Identification'!D53","v":"S"},{"$f":"'Peak Identification'!E53","v":17},{"$f":"VLOOKUP($D55,'DER Output'!$S$17:$X$41,6,FALSE)","v":0.19174838710475617},{"$f":"IF($C55=\"S\",VLOOKUP($D55,'DER Output'!$S$18:$W$41,2,FALSE),VLOOKUP($D55,'DER Output'!$S$18:$W$41,3,FALSE))","v":0.30300399777640191},{"$f":"IF($C55=\"S\",VLOOKUP($D55,'DER Output'!$S$18:$W$41,4,FALSE),VLOOKUP($D55,'DER Output'!$S$18:$W$41,5,FALSE))","v":0.30300399777640191},{"$f":"IF($C55=\"S\",VLOOKUP($D55,'DER Output'!$S$18:$W$41,4,FALSE),VLOOKUP($D55,'DER Output'!$S$18:$W$41,5,FALSE))","v":0.30300399777640191},{"$f":"IF($C55=\"S\",VLOOKUP($D55,'DER Output'!$S$18:$W$41,4,FALSE),VLOOKUP($D55,'DER Output'!$S$18:$W$41,5,FALSE))","v":0.30300399777640191},{"$f":"IF($C55=\"S\",VLOOKUP($D55,'DER Output'!$S$18:$W$41,4,FALSE),VLOOKUP($D55,'DER Output'!$S$18:$W$41,5,FALSE))","v":0.30300399777640191},{"$f":"IFERROR(IF(OR(C55=\"S\",C55=\"D\"),VLOOKUP(B55,'Seasonal Customer Count'!$B:$I,4,FALSE),IF(C55=\"W\",VLOOKUP(B55,'Seasonal Customer Count'!$B:$P,12,FALSE),\"Check\")),0)","v":3585},{"$f":"IFERROR(IF(OR(C55=\"S\",C55=\"D\"),VLOOKUP(B55,'Seasonal Customer Count'!$B:$P,5,FALSE),IF(C55=\"W\",VLOOKUP(B55,'Seasonal Customer Count'!$B:$P,13,FALSE),\"Check\")),0)","v":90},{"$f":"IFERROR(IF(OR(C55=\"S\",C55=\"D\"),VLOOKUP(B55,'Seasonal Customer Count'!$B:$P,6,FALSE),IF(C55=\"W\",VLOOKUP(B55,'Seasonal Customer Count'!$B:$P,14,FALSE),\"Check\")),0)","v":99},{"$f":"IFERROR(IF(OR(C55=\"S\",C55=\"D\"),VLOOKUP(B55,'Seasonal Customer Count'!$B:$P,7,FALSE),IF(C55=\"W\",VLOOKUP(B55,'Seasonal Customer Count'!$B:$P,15,FALSE),\"Check\")),0)","v":4},{"$f":"IFERROR(IF(OR(C55=\"S\",C55=\"D\"),VLOOKUP(B55,'Seasonal Customer Count'!$B:$P,8,FALSE),IF(C55=\"W\",VLOOKUP(B55,'Seasonal Customer Count'!$B:$P,16,FALSE),\"Check\")),0)","v":35},{"$f":"Summary!$D$8*(K55*'Average Project Size'!$F$6+L55*'Average Project Size'!$F$7+M55*'Average Project Size'!$F$8+N55*'Average Project Size'!$F$10+O55*'Average Project Size'!$F$9)/1000","v":0.20012490504227656},{"$f":"Summary!$D$8*(K55*F55*'Average Project Size'!$F$6+L55*G55*'Average Project Size'!$F$7+M55*H55*'Average Project Size'!$F$8+N55*I55*'Average Project Size'!$F$10+O55*J55*'Average Project Size'!$F$9)/1000","v":6.0638646282432603E-2}]
[null,{"$f":"'Peak Identification'!B54","v":"BKAT T-132"},{"$f":"'Peak Identification'!D54","v":"S"},{"$f":"'Peak Identification'!E54","v":18},{"$f":"VLOOKUP($D56,'DER Output'!$S$17:$X$41,6,FALSE)","v":0.16032398020038169},{"$f":"IF($C56=\"S\",VLOOKUP($D56,'DER Output'!$S$18:$W$41,2,FALSE),VLOOKUP($D56,'DER Output'!$S$18:$W$41,3,FALSE))","v":0.17224423800777711},{"$f":"IF($C56=\"S\",VLOOKUP($D56,'DER Output'!$S$18:$W$41,4,FALSE),VLOOKUP($D56,'DER Output'!$S$18:$W$41,5,FALSE))","v":0.17224423800777711},{"$f":"IF($C56=\"S\",VLOOKUP($D56,'DER Output'!$S$18:$W$41,4,FALSE),VLOOKUP($D56,'DER Output'!$S$18:$W$41,5,FALSE))","v":0.17224423800777711},{"$f":"IF($C56=\"S\",VLOOKUP($D56,'DER Output'!$S$18:$W$41,4,FALSE),VLOOKUP($D56,'DER Output'!$S$18:$W$41,5,FALSE))","v":0.17224423800777711},{"$f":"IF($C56=\"S\",VLOOKUP($D56,'DER Output'!$S$18:$W$41,4,FALSE),VLOOKUP($D56,'DER Output'!$S$18:$W$41,5,FALSE))","v":0.17224423800777711},{"$f":"IFERROR(IF(OR(C56=\"S\",C56=\"D\"),VLOOKUP(B56,'Seasonal Customer Count'!$B:$I,4,FALSE),IF(C56=\"W\",VLOOKUP(B56,'Seasonal Customer Count'!$B:$P,12,FALSE),\"Check\")),0)","v":1832},{"$f":"IFERROR(IF(OR(C56=\"S\",C56=\"D\"),VLOOKUP(B56,'Seasonal Customer Count'!$B:$P,5,FALSE),IF(C56=\"W\",VLOOKUP(B56,'Seasonal Customer Count'!$B:$P,13,FALSE),\"Check\")),0)","v":25},{"$f":"IFERROR(IF(OR(C56=\"S\",C56=\"D\"),VLOOKUP(B56,'Seasonal Customer Count'!$B:$P,6,FALSE),IF(C56=\"W\",VLOOKUP(B56,'Seasonal Customer Count'!$B:$P,14,FALSE),\"Check\")),0)","v":46},{"$f":"IFERROR(IF(OR(C56=\"S\",C56=\"D\"),VLOOKUP(B56,'Seasonal Customer Count'!$B:$P,7,FALSE),IF(C56=\"W\",VLOOKUP(B56,'Seasonal Customer Count'!$B:$P,15,FALSE),\"Check\")),0)","v":1},{"$f":"IFERROR(IF(OR(C56=\"S\",C56=\"D\"),VLOOKUP(B56,'Seasonal Customer Count'!$B:$P,8,FALSE),IF(C56=\"W\",VLOOKUP(B56,'Seasonal Customer Count'!$B:$P,16,FALSE),\"Check\")),0)","v":0},{"$f":"Summary!$D$8*(K56*'Average Project Size'!$F$6+L56*'Average Project Size'!$F$7+M56*'Average Project Size'!$F$8+N56*'Average Project Size'!$F$10+O56*'Average Project Size'!$F$9)/1000","v":8.5497583071885583E-2},{"$f":"Summary!$D$8*(K56*F56*'Average Project Size'!$F$6+L56*G56*'Average Project Size'!$F$7+M56*H56*'Average Project Size'!$F$8+N56*I56*'Average Project Size'!$F$10+O56*J56*'Average Project Size'!$F$9)/1000","v":1.4726466047723558E-2}]
[null,{"$f":"'Peak Identification'!B55","v":"BKCK11"},{"$f":"'Peak Identification'!D55","v":"S"},{"$f":"'Peak Identification'!E55","v":10},{"$f":"VLOOKUP($D57,'DER Output'!$S$17:$X$41,6,FALSE)","v":0},{"$f":"IF($C57=\"S\",VLOOKUP($D57,'DER Output'!$S$18:$W$41,2,FALSE),VLOOKUP($D57,'DER Output'!$S$18:$W$41,3,FALSE))","v":0.49368339993884308},{"$f":"IF($C57=\"S\",VLOOKUP($D57,'DER Output'!$S$18:$W$41,4,FALSE),VLOOKUP($D57,'DER Output'!$S$18:$W$41,5,FALSE))","v":0.49368339993884308},{"$f":"IF($C57=\"S\",VLOOKUP($D57,'DER Output'!$S$18:$W$41,4,FALSE),VLOOKUP($D57,'DER Output'!$S$18:$W$41,5,FALSE))","v":0.49368339993884308},{"$f":"IF($C57=\"S\",VLOOKUP($D57,'DER Output'!$S$18:$W$41,4,FALSE),VLOOKUP($D57,'DER Output'!$S$18:$W$41,5,FALSE))","v":0.49368339993884308},{"$f":"IF($C57=\"S\",VLOOKUP($D57,'DER Output'!$S$18:$W$41,4,FALSE),VLOOKUP($D57,'DER Output'!$S$18:$W$41,5,FALSE))","v":0.49368339993884308},{"$f":"IFERROR(IF(OR(C57=\"S\",C57=\"D\"),VLOOKUP(B57,'Seasonal Customer Count'!$B:$I,4,FALSE),IF(C57=\"W\",VLOOKUP(B57,'Seasonal Customer Count'!$B:$P,12,FALSE),\"Check\")),0)","v":62},{"$f":"IFERROR(IF(OR(C57=\"S\",C57=\"D\"),VLOOKUP(B57,'Seasonal Customer Count'!$B:$P,5,FALSE),IF(C57=\"W\",VLOOKUP(B57,'Seasonal Customer Count'!$B:$P,13,FALSE),\"Check\")),0)","v":11},{"$f":"IFERROR(IF(OR(C57=\"S\",C57=\"D\"),VLOOKUP(B57,'Seasonal Customer Count'!$B:$P,6,FALSE),IF(C57=\"W\",VLOOKUP(B57,'Seasonal Customer Count'!$B:$P,14,FALSE),\"Check\")),0)","v":26},{"$f":"IFERROR(IF(OR(C57=\"S\",C57=\"D\"),VLOOKUP(B57,'Seasonal Customer Count'!$B:$P,7,FALSE),IF(C57=\"W\",VLOOKUP(B57,'Seasonal Customer Count'!$B:$P,15,FALSE),\"Check\")),0)","v":0},{"$f":"IFERROR(IF(OR(C57=\"S\",C57=\"D\"),VLOOKUP(B57,'Seasonal Customer Count'!$B:$P,8,FALSE),IF(C57=\"W\",VLOOKUP(B57,'Seasonal Customer Count'!$B:$P,16,FALSE),\"Check\")),0)","v":58},{"$f":"Summary!$D$8*(K57*'Average Project Size'!$F$6+L57*'Average Project Size'!$F$7+M57*'Average Project Size'!$F$8+N57*'Average Project Size'!$F$10+O57*'Average Project Size'!$F$9)/1000","v":4.4632373492660408E-2},{"$f":"Summary!$D$8*(K57*F57*'Average Project Size'!$F$6+L57*G57*'Average Project Size'!$F$7+M57*H57*'Average Project Size'!$F$8+N57*I57*'Average Project Size'!$F$10+O57*J57*'Average Project Size'!$F$9)/1000","v":2.2034261893196887E-2}]
[null,{"$f":"'Peak Identification'!B56","v":"BKCK12"},{"$f":"'Peak Identification'!D56","v":"S"},{"$f":"'Peak Identification'!E56","v":12},{"$f":"VLOOKUP($D58,'DER Output'!$S$17:$X$41,6,FALSE)","v":0},{"$f":"IF($C58=\"S\",VLOOKUP($D58,'DER Output'!$S$18:$W$41,2,FALSE),VLOOKUP($D58,'DER Output'!$S$18:$W$41,3,FALSE))","v":0.68105753758026133},{"$f":"IF($C58=\"S\",VLOOKUP($D58,'DER Output'!$S$18:$W$41,4,FALSE),VLOOKUP($D58,'DER Output'!$S$18:$W$41,5,FALSE))","v":0.68105753758026133},{"$f":"IF($C58=\"S\",VLOOKUP($D58,'DER Output'!$S$18:$W$41,4,FALSE),VLOOKUP($D58,'DER Output'!$S$18:$W$41,5,FALSE))","v":0.68105753758026133},{"$f":"IF($C58=\"S\",VLOOKUP($D58,'DER Output'!$S$18:$W$41,4,FALSE),VLOOKUP($D58,'DER Output'!$S$18:$W$41,5,FALSE))","v":0.68105753758026133},{"$f":"IF($C58=\"S\",VLOOKUP($D58,'DER Output'!$S$18:$W$41,4,FALSE),VLOOKUP($D58,'DER Output'!$S$18:$W$41,5,FALSE))","v":0.68105753758026133},{"$f":"IFERROR(IF(OR(C58=\"S\",C58=\"D\"),VLOOKUP(B58,'Seasonal Customer Count'!$B:$I,4,FALSE),IF(C58=\"W\",VLOOKUP(B58,'Seasonal Customer Count'!$B:$P,12,FALSE),\"Check\")),0)","v":85},{"$f":"IFERROR(IF(OR(C58=\"S\",C58=\"D\"),VLOOKUP(B58,'Seasonal Customer Count'!$B:$P,5,FALSE),IF(C58=\"W\",VLOOKUP(B58,'Seasonal Customer Count'!$B:$P,13,FALSE),\"Check\")),0)","v":16},{"$f":"IFERROR(IF(OR(C58=\"S\",C58=\"D\"),VLOOKUP(B58,'Seasonal Customer Count'!$B:$P,6,FALSE),IF(C58=\"W\",VLOOKUP(B58,'Seasonal Customer Count'!$B:$P,14,FALSE),\"Check\")),0)","v":51},{"$f":"IFERROR(IF(OR(C58=\"S\",C58=\"D\"),VLOOKUP(B58,'Seasonal Customer Count'!$B:$P,7,FALSE),IF(C58=\"W\",VLOOKUP(B58,'Seasonal Customer Count'!$B:$P,15,FALSE),\"Check\")),0)","v":0},{"$f":"IFERROR(IF(OR(C58=\"S\",C58=\"D\"),VLOOKUP(B58,'Seasonal Customer Count'!$B:$P,8,FALSE),IF(C58=\"W\",VLOOKUP(B58,'Seasonal Customer Count'!$B:$P,16,FALSE),\"Check\")),0)","v":79},{"$f":"Summary!$D$8*(K58*'Average Project Size'!$F$6+L58*'Average Project Size'!$F$7+M58*'Average Project Size'!$F$8+N58*'Average Project Size'!$F$10+O58*'Average Project Size'!$F$9)/1000","v":6.3569468848183402E-2},{"$f":"Summary!$D$8*(K58*F58*'Average Project Size'!$F$6+L58*G58*'Average Project Size'!$F$7+M58*H58*'Average Project Size'!$F$8+N58*I58*'Average Project Size'!$F$10+O58*J58*'Average Project Size'!$F$9)/1000","v":4.3294465919028913E-2}]
[null,{"$f":"'Peak Identification'!B57","v":"BKCK T-051"},{"$f":"'Peak Identification'!D57","v":"S"},{"$f":"'Peak Identification'!E57","v":11},{"$f":"VLOOKUP($D59,'DER Output'!$S$17:$X$41,6,FALSE)","v":0},{"$f":"IF($C59=\"S\",VLOOKUP($D59,'DER Output'!$S$18:$W$41,2,FALSE),VLOOKUP($D59,'DER Output'!$S$18:$W$41,3,FALSE))","v":0.61268395129924835},{"$f":"IF($C59=\"S\",VLOOKUP($D59,'DER Output'!$S$18:$W$41,4,FALSE),VLOOKUP($D59,'DER Output'!$S$18:$W$41,5,FALSE))","v":0.61268395129924835},{"$f":"IF($C59=\"S\",VLOOKUP($D59,'DER Output'!$S$18:$W$41,4,FALSE),VLOOKUP($D59,'DER Output'!$S$18:$W$41,5,FALSE))","v":0.61268395129924835},{"$f":"IF($C59=\"S\",VLOOKUP($D59,'DER Output'!$S$18:$W$41,4,FALSE),VLOOKUP($D59,'DER Output'!$S$18:$W$41,5,FALSE))","v":0.61268395129924835},{"$f":"IF($C59=\"S\",VLOOKUP($D59,'DER Output'!$S$18:$W$41,4,FALSE),VLOOKUP($D59,'DER Output'!$S$18:$W$41,5,FALSE))","v":0.61268395129924835},{"$f":"IFERROR(IF(OR(C59=\"S\",C59=\"D\"),VLOOKUP(B59,'Seasonal Customer Count'!$B:$I,4,FALSE),IF(C59=\"W\",VLOOKUP(B59,'Seasonal Customer Count'!$B:$P,12,FALSE),\"Check\")),0)","v":147},{"$f":"IFERROR(IF(OR(C59=\"S\",C59=\"D\"),VLOOKUP(B59,'Seasonal Customer Count'!$B:$P,5,FALSE),IF(C59=\"W\",VLOOKUP(B59,'Seasonal Customer Count'!$B:$P,13,FALSE),\"Check\")),0)","v":27},{"$f":"IFERROR(IF(OR(C59=\"S\",C59=\"D\"),VLOOKUP(B59,'Seasonal Customer Count'!$B:$P,6,FALSE),IF(C59=\"W\",VLOOKUP(B59,'Seasonal Customer Count'!$B:$P,14,FALSE),\"Check\")),0)","v":77},{"$f":"IFERROR(IF(OR(C59=\"S\",C59=\"D\"),VLOOKUP(B59,'Seasonal Customer Count'!$B:$P,7,FALSE),IF(C59=\"W\",VLOOKUP(B59,'Seasonal Customer Count'!$B:$P,15,FALSE),\"Check\")),0)","v":0},{"$f":"IFERROR(IF(OR(C59=\"S\",C59=\"D\"),VLOOKUP(B59,'Seasonal Customer Count'!$B:$P,8,FALSE),IF(C59=\"W\",VLOOKUP(B59,'Seasonal Customer Count'!$B:$P,16,FALSE),\"Check\")),0)","v":137},{"$f":"Summary!$D$8*(K59*'Average Project Size'!$F$6+L59*'Average Project Size'!$F$7+M59*'Average Project Size'!$F$8+N59*'Average Project Size'!$F$10+O59*'Average Project Size'!$F$9)/1000","v":0.10820184234084382},{"$f":"Summary!$D$8*(K59*F59*'Average Project Size'!$F$6+L59*G59*'Average Project Size'!$F$7+M59*H59*'Average Project Size'!$F$8+N59*I59*'Average Project Size'!$F$10+O59*J59*'Average Project Size'!$F$9)/1000","v":6.6293532303246513E-2}]
[null,{"$f":"'Peak Identification'!B58","v":"BKFT11"},{"$f":"'Peak Identification'!D58","v":"S"},{"$f":"'Peak Identification'!E58","v":21},{"$f":"VLOOKUP($D60,'DER Output'!$S$17:$X$41,6,FALSE)","v":0},{"$f":"IF($C60=\"S\",VLOOKUP($D60,'DER Output'!$S$18:$W$41,2,FALSE),VLOOKUP($D60,'DER Output'!$S$18:$W$41,3,FALSE))","v":9.5068228432060471E-4},{"$f":"IF($C60=\"S\",VLOOKUP($D60,'DER Output'!$S$18:$W$41,4,FALSE),VLOOKUP($D60,'DER Output'!$S$18:$W$41,5,FALSE))","v":9.5068228432060471E-4},{"$f":"IF($C60=\"S\",VLOOKUP($D60,'DER Output'!$S$18:$W$41,4,FALSE),VLOOKUP($D60,'DER Output'!$S$18:$W$41,5,FALSE))","v":9.5068228432060471E-4},{"$f":"IF($C60=\"S\",VLOOKUP($D60,'DER Output'!$S$18:$W$41,4,FALSE),VLOOKUP($D60,'DER Output'!$S$18:$W$41,5,FALSE))","v":9.5068228432060471E-4},{"$f":"IF($C60=\"S\",VLOOKUP($D60,'DER Output'!$S$18:$W$41,4,FALSE),VLOOKUP($D60,'DER Output'!$S$18:$W$41,5,FALSE))","v":9.5068228432060471E-4},{"$f":"IFERROR(IF(OR(C60=\"S\",C60=\"D\"),VLOOKUP(B60,'Seasonal Customer Count'!$B:$I,4,FALSE),IF(C60=\"W\",VLOOKUP(B60,'Seasonal Customer Count'!$B:$P,12,FALSE),\"Check\")),0)","v":259},{"$f":"IFERROR(IF(OR(C60=\"S\",C60=\"D\"),VLOOKUP(B60,'Seasonal Customer Count'!$B:$P,5,FALSE),IF(C60=\"W\",VLOOKUP(B60,'Seasonal Customer Count'!$B:$P,13,FALSE),\"Check\")),0)","v":9},{"$f":"IFERROR(IF(OR(C60=\"S\",C60=\"D\"),VLOOKUP(B60,'Seasonal Customer Count'!$B:$P,6,FALSE),IF(C60=\"W\",VLOOKUP(B60,'Seasonal Customer Count'!$B:$P,14,FALSE),\"Check\")),0)","v":15},{"$f":"IFERROR(IF(OR(C60=\"S\",C60=\"D\"),VLOOKUP(B60,'Seasonal Customer Count'!$B:$P,7,FALSE),IF(C60=\"W\",VLOOKUP(B60,'Seasonal Customer Count'!$B:$P,15,FALSE),\"Check\")),0)","v":0},{"$f":"IFERROR(IF(OR(C60=\"S\",C60=\"D\"),VLOOKUP(B60,'Seasonal Customer Count'!$B:$P,8,FALSE),IF(C60=\"W\",VLOOKUP(B60,'Seasonal Customer Count'!$B:$P,16,FALSE),\"Check\")),0)","v":57},{"$f":"Summary!$D$8*(K60*'Average Project Size'!$F$6+L60*'Average Project Size'!$F$7+M60*'Average Project Size'!$F$8+N60*'Average Project Size'!$F$10+O60*'Average Project Size'!$F$9)/1000","v":4.9788075849769693E-2},{"$f":"Summary!$D$8*(K60*F60*'Average Project Size'!$F$6+L60*G60*'Average Project Size'!$F$7+M60*H60*'Average Project Size'!$F$8+N60*I60*'Average Project Size'!$F$10+O60*J60*'Average Project Size'!$F$9)/1000","v":4.7332641680786577E-5}]
[null,{"$f":"'Peak Identification'!B59","v":"BKFT12"},{"$f":"'Peak Identification'!D59","v":"W"},{"$f":"'Peak Identification'!E59","v":10},{"$f":"VLOOKUP($D61,'DER Output'!$S$17:$X$41,6,FALSE)","v":0},{"$f":"IF($C61=\"S\",VLOOKUP($D61,'DER Output'!$S$18:$W$41,2,FALSE),VLOOKUP($D61,'DER Output'!$S$18:$W$41,3,FALSE))","v":0.19782039092133938},{"$f":"IF($C61=\"S\",VLOOKUP($D61,'DER Output'!$S$18:$W$41,4,FALSE),VLOOKUP($D61,'DER Output'!$S$18:$W$41,5,FALSE))","v":0.19782039092133938},{"$f":"IF($C61=\"S\",VLOOKUP($D61,'DER Output'!$S$18:$W$41,4,FALSE),VLOOKUP($D61,'DER Output'!$S$18:$W$41,5,FALSE))","v":0.19782039092133938},{"$f":"IF($C61=\"S\",VLOOKUP($D61,'DER Output'!$S$18:$W$41,4,FALSE),VLOOKUP($D61,'DER Output'!$S$18:$W$41,5,FALSE))","v":0.19782039092133938},{"$f":"IF($C61=\"S\",VLOOKUP($D61,'DER Output'!$S$18:$W$41,4,FALSE),VLOOKUP($D61,'DER Output'!$S$18:$W$41,5,FALSE))","v":0.19782039092133938},{"$f":"IFERROR(IF(OR(C61=\"S\",C61=\"D\"),VLOOKUP(B61,'Seasonal Customer Count'!$B:$I,4,FALSE),IF(C61=\"W\",VLOOKUP(B61,'Seasonal Customer Count'!$B:$P,12,FALSE),\"Check\")),0)","v":89},{"$f":"IFERROR(IF(OR(C61=\"S\",C61=\"D\"),VLOOKUP(B61,'Seasonal Customer Count'!$B:$P,5,FALSE),IF(C61=\"W\",VLOOKUP(B61,'Seasonal Customer Count'!$B:$P,13,FALSE),\"Check\")),0)","v":76},{"$f":"IFERROR(IF(OR(C61=\"S\",C61=\"D\"),VLOOKUP(B61,'Seasonal Customer Count'!$B:$P,6,FALSE),IF(C61=\"W\",VLOOKUP(B61,'Seasonal Customer Count'!$B:$P,14,FALSE),\"Check\")),0)","v":2},{"$f":"IFERROR(IF(OR(C61=\"S\",C61=\"D\"),VLOOKUP(B61,'Seasonal Customer Count'!$B:$P,7,FALSE),IF(C61=\"W\",VLOOKUP(B61,'Seasonal Customer Count'!$B:$P,15,FALSE),\"Check\")),0)","v":57},{"$f":"IFERROR(IF(OR(C61=\"S\",C61=\"D\"),VLOOKUP(B61,'Seasonal Customer Count'!$B:$P,8,FALSE),IF(C61=\"W\",VLOOKUP(B61,'Seasonal Customer Count'!$B:$P,16,FALSE),\"Check\")),0)","v":0},{"$f":"Summary!$D$8*(K61*'Average Project Size'!$F$6+L61*'Average Project Size'!$F$7+M61*'Average Project Size'!$F$8+N61*'Average Project Size'!$F$10+O61*'Average Project Size'!$F$9)/1000","v":0.17677996761768044},{"$f":"Summary!$D$8*(K61*F61*'Average Project Size'!$F$6+L61*G61*'Average Project Size'!$F$7+M61*H61*'Average Project Size'!$F$8+N61*I61*'Average Project Size'!$F$10+O61*J61*'Average Project Size'!$F$9)/1000","v":3.4970682301191269E-2}]
[null,{"$f":"'Peak Identification'!B60","v":"BKFT13"},{"$f":"'Peak Identification'!D60","v":"W"},{"$f":"'Peak Identification'!E60","v":8},{"$f":"VLOOKUP($D62,'DER Output'!$S$17:$X$41,6,FALSE)","v":0},{"$f":"IF($C62=\"S\",VLOOKUP($D62,'DER Output'!$S$18:$W$41,2,FALSE),VLOOKUP($D62,'DER Output'!$S$18:$W$41,3,FALSE))","v":2.4357194050013426E-2},{"$f":"IF($C62=\"S\",VLOOKUP($D62,'DER Output'!$S$18:$W$41,4,FALSE),VLOOKUP($D62,'DER Output'!$S$18:$W$41,5,FALSE))","v":2.4357194050013426E-2},{"$f":"IF($C62=\"S\",VLOOKUP($D62,'DER Output'!$S$18:$W$41,4,FALSE),VLOOKUP($D62,'DER Output'!$S$18:$W$41,5,FALSE))","v":2.4357194050013426E-2},{"$f":"IF($C62=\"S\",VLOOKUP($D62,'DER Output'!$S$18:$W$41,4,FALSE),VLOOKUP($D62,'DER Output'!$S$18:$W$41,5,FALSE))","v":2.4357194050013426E-2},{"$f":"IF($C62=\"S\",VLOOKUP($D62,'DER Output'!$S$18:$W$41,4,FALSE),VLOOKUP($D62,'DER Output'!$S$18:$W$41,5,FALSE))","v":2.4357194050013426E-2},{"$f":"IFERROR(IF(OR(C62=\"S\",C62=\"D\"),VLOOKUP(B62,'Seasonal Customer Count'!$B:$I,4,FALSE),IF(C62=\"W\",VLOOKUP(B62,'Seasonal Customer Count'!$B:$P,12,FALSE),\"Check\")),0)","v":19},{"$f":"IFERROR(IF(OR(C62=\"S\",C62=\"D\"),VLOOKUP(B62,'Seasonal Customer Count'!$B:$P,5,FALSE),IF(C62=\"W\",VLOOKUP(B62,'Seasonal Customer Count'!$B:$P,13,FALSE),\"Check\")),0)","v":23},{"$f":"IFERROR(IF(OR(C62=\"S\",C62=\"D\"),VLOOKUP(B62,'Seasonal Customer Count'!$B:$P,6,FALSE),IF(C62=\"W\",VLOOKUP(B62,'Seasonal Customer Count'!$B:$P,14,FALSE),\"Check\")),0)","v":1},{"$f":"IFERROR(IF(OR(C62=\"S\",C62=\"D\"),VLOOKUP(B62,'Seasonal Customer Count'!$B:$P,7,FALSE),IF(C62=\"W\",VLOOKUP(B62,'Seasonal Customer Count'!$B:$P,15,FALSE),\"Check\")),0)","v":0},{"$f":"IFERROR(IF(OR(C62=\"S\",C62=\"D\"),VLOOKUP(B62,'Seasonal Customer Count'!$B:$P,8,FALSE),IF(C62=\"W\",VLOOKUP(B62,'Seasonal Customer Count'!$B:$P,16,FALSE),\"Check\")),0)","v":0},{"$f":"Summary!$D$8*(K62*'Average Project Size'!$F$6+L62*'Average Project Size'!$F$7+M62*'Average Project Size'!$F$8+N62*'Average Project Size'!$F$10+O62*'Average Project Size'!$F$9)/1000","v":2.6141593818917496E-3},{"$f":"Summary!$D$8*(K62*F62*'Average Project Size'!$F$6+L62*G62*'Average Project Size'!$F$7+M62*H62*'Average Project Size'!$F$8+N62*I62*'Average Project Size'!$F$10+O62*J62*'Average Project Size'!$F$9)/1000","v":6.3673587342400517E-5}]
[null,{"$f":"'Peak Identification'!B61","v":"BKFT14"},{"$f":"'Peak Identification'!D61","v":"W"},{"$f":"'Peak Identification'!E61","v":8},{"$f":"VLOOKUP($D63,'DER Output'!$S$17:$X$41,6,FALSE)","v":0},{"$f":"IF($C63=\"S\",VLOOKUP($D63,'DER Output'!$S$18:$W$41,2,FALSE),VLOOKUP($D63,'DER Output'!$S$18:$W$41,3,FALSE))","v":2.4357194050013426E-2},{"$f":"IF($C63=\"S\",VLOOKUP($D63,'DER Output'!$S$18:$W$41,4,FALSE),VLOOKUP($D63,'DER Output'!$S$18:$W$41,5,FALSE))","v":2.4357194050013426E-2},{"$f":"IF($C63=\"S\",VLOOKUP($D63,'DER Output'!$S$18:$W$41,4,FALSE),VLOOKUP($D63,'DER Output'!$S$18:$W$41,5,FALSE))","v":2.4357194050013426E-2},{"$f":"IF($C63=\"S\",VLOOKUP($D63,'DER Output'!$S$18:$W$41,4,FALSE),VLOOKUP($D63,'DER Output'!$S$18:$W$41,5,FALSE))","v":2.4357194050013426E-2},{"$f":"IF($C63=\"S\",VLOOKUP($D63,'DER Output'!$S$18:$W$41,4,FALSE),VLOOKUP($D63,'DER Output'!$S$18:$W$41,5,FALSE))","v":2.4357194050013426E-2},{"$f":"IFERROR(IF(OR(C63=\"S\",C63=\"D\"),VLOOKUP(B63,'Seasonal Customer Count'!$B:$I,4,FALSE),IF(C63=\"W\",VLOOKUP(B63,'Seasonal Customer Count'!$B:$P,12,FALSE),\"Check\")),0)","v":25},{"$f":"IFERROR(IF(OR(C63=\"S\",C63=\"D\"),VLOOKUP(B63,'Seasonal Customer Count'!$B:$P,5,FALSE),IF(C63=\"W\",VLOOKUP(B63,'Seasonal Customer Count'!$B:$P,13,FALSE),\"Check\")),0)","v":15},{"$f":"IFERROR(IF(OR(C63=\"S\",C63=\"D\"),VLOOKUP(B63,'Seasonal Customer Count'!$B:$P,6,FALSE),IF(C63=\"W\",VLOOKUP(B63,'Seasonal Customer Count'!$B:$P,14,FALSE),\"Check\")),0)","v":0},{"$f":"IFERROR(IF(OR(C63=\"S\",C63=\"D\"),VLOOKUP(B63,'Seasonal Customer Count'!$B:$P,7,FALSE),IF(C63=\"W\",VLOOKUP(B63,'Seasonal Customer Count'!$B:$P,15,FALSE),\"Check\")),0)","v":46},{"$f":"IFERROR(IF(OR(C63=\"S\",C63=\"D\"),VLOOKUP(B63,'Seasonal Customer Count'!$B:$P,8,FALSE),IF(C63=\"W\",VLOOKUP(B63,'Seasonal Customer Count'!$B:$P,16,FALSE),\"Check\")),0)","v":0},{"$f":"Summary!$D$8*(K63*'Average Project Size'!$F$6+L63*'Average Project Size'!$F$7+M63*'Average Project Size'!$F$8+N63*'Average Project Size'!$F$10+O63*'Average Project Size'!$F$9)/1000","v":0.13712739364122303},{"$f":"Summary!$D$8*(K63*F63*'Average Project Size'!$F$6+L63*G63*'Average Project Size'!$F$7+M63*H63*'Average Project Size'!$F$8+N63*I63*'Average Project Size'!$F$10+O63*J63*'Average Project Size'!$F$9)/1000","v":3.3400385364918462E-3}]
[null,{"$f":"'Peak Identification'!B62","v":"BKFT15"},{"$f":"'Peak Identification'!D62","v":"D"},{"$f":"'Peak Identification'!E62","v":16},{"$f":"VLOOKUP($D64,'DER Output'!$S$17:$X$41,6,FALSE)","v":0.22644022312513051},{"$f":"IF($C64=\"S\",VLOOKUP($D64,'DER Output'!$S$18:$W$41,2,FALSE),VLOOKUP($D64,'DER Output'!$S$18:$W$41,3,FALSE))","v":8.1567307668477237E-2},{"$f":"IF($C64=\"S\",VLOOKUP($D64,'DER Output'!$S$18:$W$41,4,FALSE),VLOOKUP($D64,'DER Output'!$S$18:$W$41,5,FALSE))","v":8.1567307668477237E-2},{"$f":"IF($C64=\"S\",VLOOKUP($D64,'DER Output'!$S$18:$W$41,4,FALSE),VLOOKUP($D64,'DER Output'!$S$18:$W$41,5,FALSE))","v":8.1567307668477237E-2},{"$f":"IF($C64=\"S\",VLOOKUP($D64,'DER Output'!$S$18:$W$41,4,FALSE),VLOOKUP($D64,'DER Output'!$S$18:$W$41,5,FALSE))","v":8.1567307668477237E-2},{"$f":"IF($C64=\"S\",VLOOKUP($D64,'DER Output'!$S$18:$W$41,4,FALSE),VLOOKUP($D64,'DER Output'!$S$18:$W$41,5,FALSE))","v":8.1567307668477237E-2},{"$f":"IFERROR(IF(OR(C64=\"S\",C64=\"D\"),VLOOKUP(B64,'Seasonal Customer Count'!$B:$I,4,FALSE),IF(C64=\"W\",VLOOKUP(B64,'Seasonal Customer Count'!$B:$P,12,FALSE),\"Check\")),0)","v":205},{"$f":"IFERROR(IF(OR(C64=\"S\",C64=\"D\"),VLOOKUP(B64,'Seasonal Customer Count'!$B:$P,5,FALSE),IF(C64=\"W\",VLOOKUP(B64,'Seasonal Customer Count'!$B:$P,13,FALSE),\"Check\")),0)","v":45},{"$f":"IFERROR(IF(OR(C64=\"S\",C64=\"D\"),VLOOKUP(B64,'Seasonal Customer Count'!$B:$P,6,FALSE),IF(C64=\"W\",VLOOKUP(B64,'Seasonal Customer Count'!$B:$P,14,FALSE),\"Check\")),0)","v":91},{"$f":"IFERROR(IF(OR(C64=\"S\",C64=\"D\"),VLOOKUP(B64,'Seasonal Customer Count'!$B:$P,7,FALSE),IF(C64=\"W\",VLOOKUP(B64,'Seasonal Customer Count'!$B:$P,15,FALSE),\"Check\")),0)","v":1},{"$f":"IFERROR(IF(OR(C64=\"S\",C64=\"D\"),VLOOKUP(B64,'Seasonal Customer Count'!$B:$P,8,FALSE),IF(C64=\"W\",VLOOKUP(B64,'Seasonal Customer Count'!$B:$P,16,FALSE),\"Check\")),0)","v":0},{"$f":"Summary!$D$8*(K64*'Average Project Size'!$F$6+L64*'Average Project Size'!$F$7+M64*'Average Project Size'!$F$8+N64*'Average Project Size'!$F$10+O64*'Average Project Size'!$F$9)/1000","v":3.0034750717461235E-2},{"$f":"Summary!$D$8*(K64*F64*'Average Project Size'!$F$6+L64*G64*'Average Project Size'!$F$7+M64*H64*'Average Project Size'!$F$8+N64*I64*'Average Project Size'!$F$10+O64*J64*'Average Project Size'!$F$9)/1000","v":2.4498537525171784E-3}]
[null,{"$f":"'Peak Identification'!B63","v":"BKFT16"},{"$f":"'Peak Identification'!D63","v":"W"},{"$f":"'Peak Identification'!E63","v":10},{"$f":"VLOOKUP($D65,'DER Output'!$S$17:$X$41,6,FALSE)","v":0},{"$f":"IF($C65=\"S\",VLOOKUP($D65,'DER Output'!$S$18:$W$41,2,FALSE),VLOOKUP($D65,'DER Output'!$S$18:$W$41,3,FALSE))","v":0.19782039092133938},{"$f":"IF($C65=\"S\",VLOOKUP($D65,'DER Output'!$S$18:$W$41,4,FALSE),VLOOKUP($D65,'DER Output'!$S$18:$W$41,5,FALSE))","v":0.19782039092133938},{"$f":"IF($C65=\"S\",VLOOKUP($D65,'DER Output'!$S$18:$W$41,4,FALSE),VLOOKUP($D65,'DER Output'!$S$18:$W$41,5,FALSE))","v":0.19782039092133938},{"$f":"IF($C65=\"S\",VLOOKUP($D65,'DER Output'!$S$18:$W$41,4,FALSE),VLOOKUP($D65,'DER Output'!$S$18:$W$41,5,FALSE))","v":0.19782039092133938},{"$f":"IF($C65=\"S\",VLOOKUP($D65,'DER Output'!$S$18:$W$41,4,FALSE),VLOOKUP($D65,'DER Output'!$S$18:$W$41,5,FALSE))","v":0.19782039092133938},{"$f":"IFERROR(IF(OR(C65=\"S\",C65=\"D\"),VLOOKUP(B65,'Seasonal Customer Count'!$B:$I,4,FALSE),IF(C65=\"W\",VLOOKUP(B65,'Seasonal Customer Count'!$B:$P,12,FALSE),\"Check\")),0)","v":21},{"$f":"IFERROR(IF(OR(C65=\"S\",C65=\"D\"),VLOOKUP(B65,'Seasonal Customer Count'!$B:$P,5,FALSE),IF(C65=\"W\",VLOOKUP(B65,'Seasonal Customer Count'!$B:$P,13,FALSE),\"Check\")),0)","v":20},{"$f":"IFERROR(IF(OR(C65=\"S\",C65=\"D\"),VLOOKUP(B65,'Seasonal Customer Count'!$B:$P,6,FALSE),IF(C65=\"W\",VLOOKUP(B65,'Seasonal Customer Count'!$B:$P,14,FALSE),\"Check\")),0)","v":1},{"$f":"IFERROR(IF(OR(C65=\"S\",C65=\"D\"),VLOOKUP(B65,'Seasonal Customer Count'!$B:$P,7,FALSE),IF(C65=\"W\",VLOOKUP(B65,'Seasonal Customer Count'!$B:$P,15,FALSE),\"Check\")),0)","v":2},{"$f":"IFERROR(IF(OR(C65=\"S\",C65=\"D\"),VLOOKUP(B65,'Seasonal Customer Count'!$B:$P,8,FALSE),IF(C65=\"W\",VLOOKUP(B65,'Seasonal Customer Count'!$B:$P,16,FALSE),\"Check\")),0)","v":0},{"$f":"Summary!$D$8*(K65*'Average Project Size'!$F$6+L65*'Average Project Size'!$F$7+M65*'Average Project Size'!$F$8+N65*'Average Project Size'!$F$10+O65*'Average Project Size'!$F$9)/1000","v":8.3446357730482795E-3},{"$f":"Summary!$D$8*(K65*F65*'Average Project Size'!$F$6+L65*G65*'Average Project Size'!$F$7+M65*H65*'Average Project Size'!$F$8+N65*I65*'Average Project Size'!$F$10+O65*J65*'Average Project Size'!$F$9)/1000","v":1.6507391107206039E-3}]
[null,{"$f":"'Peak Identification'!B64","v":"BKFT17"},{"$f":"'Peak Identification'!D64","v":"S"},{"$f":"'Peak Identification'!E64","v":19},{"$f":"VLOOKUP($D66,'DER Output'!$S$17:$X$41,6,FALSE)","v":0.11066797934994306},{"$f":"IF($C66=\"S\",VLOOKUP($D66,'DER Output'!$S$18:$W$41,2,FALSE),VLOOKUP($D66,'DER Output'!$S$18:$W$41,3,FALSE))","v":7.5840560103576066E-2},{"$f":"IF($C66=\"S\",VLOOKUP($D66,'DER Output'!$S$18:$W$41,4,FALSE),VLOOKUP($D66,'DER Output'!$S$18:$W$41,5,FALSE))","v":7.5840560103576066E-2},{"$f":"IF($C66=\"S\",VLOOKUP($D66,'DER Output'!$S$18:$W$41,4,FALSE),VLOOKUP($D66,'DER Output'!$S$18:$W$41,5,FALSE))","v":7.5840560103576066E-2},{"$f":"IF($C66=\"S\",VLOOKUP($D66,'DER Output'!$S$18:$W$41,4,FALSE),VLOOKUP($D66,'DER Output'!$S$18:$W$41,5,FALSE))","v":7.5840560103576066E-2},{"$f":"IF($C66=\"S\",VLOOKUP($D66,'DER Output'!$S$18:$W$41,4,FALSE),VLOOKUP($D66,'DER Output'!$S$18:$W$41,5,FALSE))","v":7.5840560103576066E-2},{"$f":"IFERROR(IF(OR(C66=\"S\",C66=\"D\"),VLOOKUP(B66,'Seasonal Customer Count'!$B:$I,4,FALSE),IF(C66=\"W\",VLOOKUP(B66,'Seasonal Customer Count'!$B:$P,12,FALSE),\"Check\")),0)","v":1356},{"$f":"IFERROR(IF(OR(C66=\"S\",C66=\"D\"),VLOOKUP(B66,'Seasonal Customer Count'!$B:$P,5,FALSE),IF(C66=\"W\",VLOOKUP(B66,'Seasonal Customer Count'!$B:$P,13,FALSE),\"Check\")),0)","v":89},{"$f":"IFERROR(IF(OR(C66=\"S\",C66=\"D\"),VLOOKUP(B66,'Seasonal Customer Count'!$B:$P,6,FALSE),IF(C66=\"W\",VLOOKUP(B66,'Seasonal Customer Count'!$B:$P,14,FALSE),\"Check\")),0)","v":74},{"$f":"IFERROR(IF(OR(C66=\"S\",C66=\"D\"),VLOOKUP(B66,'Seasonal Customer Count'!$B:$P,7,FALSE),IF(C66=\"W\",VLOOKUP(B66,'Seasonal Customer Count'!$B:$P,15,FALSE),\"Check\")),0)","v":0},{"$f":"IFERROR(IF(OR(C66=\"S\",C66=\"D\"),VLOOKUP(B66,'Seasonal Customer Count'!$B:$P,8,FALSE),IF(C66=\"W\",VLOOKUP(B66,'Seasonal Customer Count'!$B:$P,16,FALSE),\"Check\")),0)","v":112},{"$f":"Summary!$D$8*(K66*'Average Project Size'!$F$6+L66*'Average Project Size'!$F$7+M66*'Average Project Size'!$F$8+N66*'Average Project Size'!$F$10+O66*'Average Project Size'!$F$9)/1000","v":0.14438725801777255},{"$f":"Summary!$D$8*(K66*F66*'Average Project Size'!$F$6+L66*G66*'Average Project Size'!$F$7+M66*H66*'Average Project Size'!$F$8+N66*I66*'Average Project Size'!$F$10+O66*J66*'Average Project Size'!$F$9)/1000","v":1.0950410519887424E-2}]
[null,{"$f":"'Peak Identification'!B65","v":"BKFT T-051"},{"$f":"'Peak Identification'!D65","v":"W"},{"$f":"'Peak Identification'!E65","v":8},{"$f":"VLOOKUP($D67,'DER Output'!$S$17:$X$41,6,FALSE)","v":0},{"$f":"IF($C67=\"S\",VLOOKUP($D67,'DER Output'!$S$18:$W$41,2,FALSE),VLOOKUP($D67,'DER Output'!$S$18:$W$41,3,FALSE))","v":2.4357194050013426E-2},{"$f":"IF($C67=\"S\",VLOOKUP($D67,'DER Output'!$S$18:$W$41,4,FALSE),VLOOKUP($D67,'DER Output'!$S$18:$W$41,5,FALSE))","v":2.4357194050013426E-2},{"$f":"IF($C67=\"S\",VLOOKUP($D67,'DER Output'!$S$18:$W$41,4,FALSE),VLOOKUP($D67,'DER Output'!$S$18:$W$41,5,FALSE))","v":2.4357194050013426E-2},{"$f":"IF($C67=\"S\",VLOOKUP($D67,'DER Output'!$S$18:$W$41,4,FALSE),VLOOKUP($D67,'DER Output'!$S$18:$W$41,5,FALSE))","v":2.4357194050013426E-2},{"$f":"IF($C67=\"S\",VLOOKUP($D67,'DER Output'!$S$18:$W$41,4,FALSE),VLOOKUP($D67,'DER Output'!$S$18:$W$41,5,FALSE))","v":2.4357194050013426E-2},{"$f":"IFERROR(IF(OR(C67=\"S\",C67=\"D\"),VLOOKUP(B67,'Seasonal Customer Count'!$B:$I,4,FALSE),IF(C67=\"W\",VLOOKUP(B67,'Seasonal Customer Count'!$B:$P,12,FALSE),\"Check\")),0)","v":80},{"$f":"IFERROR(IF(OR(C67=\"S\",C67=\"D\"),VLOOKUP(B67,'Seasonal Customer Count'!$B:$P,5,FALSE),IF(C67=\"W\",VLOOKUP(B67,'Seasonal Customer Count'!$B:$P,13,FALSE),\"Check\")),0)","v":83},{"$f":"IFERROR(IF(OR(C67=\"S\",C67=\"D\"),VLOOKUP(B67,'Seasonal Customer Count'!$B:$P,6,FALSE),IF(C67=\"W\",VLOOKUP(B67,'Seasonal Customer Count'!$B:$P,14,FALSE),\"Check\")),0)","v":2},{"$f":"IFERROR(IF(OR(C67=\"S\",C67=\"D\"),VLOOKUP(B67,'Seasonal Customer Count'!$B:$P,7,FALSE),IF(C67=\"W\",VLOOKUP(B67,'Seasonal Customer Count'!$B:$P,15,FALSE),\"Check\")),0)","v":209},{"$f":"IFERROR(IF(OR(C67=\"S\",C67=\"D\"),VLOOKUP(B67,'Seasonal Customer Count'!$B:$P,8,FALSE),IF(C67=\"W\",VLOOKUP(B67,'Seasonal Customer Count'!$B:$P,16,FALSE),\"Check\")),0)","v":0},{"$f":"Summary!$D$8*(K67*'Average Project Size'!$F$6+L67*'Average Project Size'!$F$7+M67*'Average Project Size'!$F$8+N67*'Average Project Size'!$F$10+O67*'Average Project Size'!$F$9)/1000","v":0.62313334434421475},{"$f":"Summary!$D$8*(K67*F67*'Average Project Size'!$F$6+L67*G67*'Average Project Size'!$F$7+M67*H67*'Average Project Size'!$F$8+N67*I67*'Average Project Size'!$F$10+O67*J67*'Average Project Size'!$F$9)/1000","v":1.5177779787225874E-2}]
[null,{"$f":"'Peak Identification'!B66","v":"BKFT T-052"},{"$f":"'Peak Identification'!D66","v":"D"},{"$f":"'Peak Identification'!E66","v":16},{"$f":"VLOOKUP($D68,'DER Output'!$S$17:$X$41,6,FALSE)","v":0.22644022312513051},{"$f":"IF($C68=\"S\",VLOOKUP($D68,'DER Output'!$S$18:$W$41,2,FALSE),VLOOKUP($D68,'DER Output'!$S$18:$W$41,3,FALSE))","v":8.1567307668477237E-2},{"$f":"IF($C68=\"S\",VLOOKUP($D68,'DER Output'!$S$18:$W$41,4,FALSE),VLOOKUP($D68,'DER Output'!$S$18:$W$41,5,FALSE))","v":8.1567307668477237E-2},{"$f":"IF($C68=\"S\",VLOOKUP($D68,'DER Output'!$S$18:$W$41,4,FALSE),VLOOKUP($D68,'DER Output'!$S$18:$W$41,5,FALSE))","v":8.1567307668477237E-2},{"$f":"IF($C68=\"S\",VLOOKUP($D68,'DER Output'!$S$18:$W$41,4,FALSE),VLOOKUP($D68,'DER Output'!$S$18:$W$41,5,FALSE))","v":8.1567307668477237E-2},{"$f":"IF($C68=\"S\",VLOOKUP($D68,'DER Output'!$S$18:$W$41,4,FALSE),VLOOKUP($D68,'DER Output'!$S$18:$W$41,5,FALSE))","v":8.1567307668477237E-2},{"$f":"IFERROR(IF(OR(C68=\"S\",C68=\"D\"),VLOOKUP(B68,'Seasonal Customer Count'!$B:$I,4,FALSE),IF(C68=\"W\",VLOOKUP(B68,'Seasonal Customer Count'!$B:$P,12,FALSE),\"Check\")),0)","v":2047},{"$f":"IFERROR(IF(OR(C68=\"S\",C68=\"D\"),VLOOKUP(B68,'Seasonal Customer Count'!$B:$P,5,FALSE),IF(C68=\"W\",VLOOKUP(B68,'Seasonal Customer Count'!$B:$P,13,FALSE),\"Check\")),0)","v":183},{"$f":"IFERROR(IF(OR(C68=\"S\",C68=\"D\"),VLOOKUP(B68,'Seasonal Customer Count'!$B:$P,6,FALSE),IF(C68=\"W\",VLOOKUP(B68,'Seasonal Customer Count'!$B:$P,14,FALSE),\"Check\")),0)","v":211},{"$f":"IFERROR(IF(OR(C68=\"S\",C68=\"D\"),VLOOKUP(B68,'Seasonal Customer Count'!$B:$P,7,FALSE),IF(C68=\"W\",VLOOKUP(B68,'Seasonal Customer Count'!$B:$P,15,FALSE),\"Check\")),0)","v":1},{"$f":"IFERROR(IF(OR(C68=\"S\",C68=\"D\"),VLOOKUP(B68,'Seasonal Customer Count'!$B:$P,8,FALSE),IF(C68=\"W\",VLOOKUP(B68,'Seasonal Customer Count'!$B:$P,16,FALSE),\"Check\")),0)","v":121},{"$f":"Summary!$D$8*(K68*'Average Project Size'!$F$6+L68*'Average Project Size'!$F$7+M68*'Average Project Size'!$F$8+N68*'Average Project Size'!$F$10+O68*'Average Project Size'!$F$9)/1000","v":0.21096869000508392},{"$f":"Summary!$D$8*(K68*F68*'Average Project Size'!$F$6+L68*G68*'Average Project Size'!$F$7+M68*H68*'Average Project Size'!$F$8+N68*I68*'Average Project Size'!$F$10+O68*J68*'Average Project Size'!$F$9)/1000","v":1.7208148046060277E-2}]
[null,{"$f":"'Peak Identification'!B67","v":"BKFT T-161"},{"$f":"'Peak Identification'!D67","v":"S"},{"$f":"'Peak Identification'!E67","v":20},{"$f":"VLOOKUP($D69,'DER Output'!$S$17:$X$41,6,FALSE)","v":2.7072953014838841E-3},{"$f":"IF($C69=\"S\",VLOOKUP($D69,'DER Output'!$S$18:$W$41,2,FALSE),VLOOKUP($D69,'DER Output'!$S$18:$W$41,3,FALSE))","v":2.0294966704587497E-2},{"$f":"IF($C69=\"S\",VLOOKUP($D69,'DER Output'!$S$18:$W$41,4,FALSE),VLOOKUP($D69,'DER Output'!$S$18:$W$41,5,FALSE))","v":2.0294966704587497E-2},{"$f":"IF($C69=\"S\",VLOOKUP($D69,'DER Output'!$S$18:$W$41,4,FALSE),VLOOKUP($D69,'DER Output'!$S$18:$W$41,5,FALSE))","v":2.0294966704587497E-2},{"$f":"IF($C69=\"S\",VLOOKUP($D69,'DER Output'!$S$18:$W$41,4,FALSE),VLOOKUP($D69,'DER Output'!$S$18:$W$41,5,FALSE))","v":2.0294966704587497E-2},{"$f":"IF($C69=\"S\",VLOOKUP($D69,'DER Output'!$S$18:$W$41,4,FALSE),VLOOKUP($D69,'DER Output'!$S$18:$W$41,5,FALSE))","v":2.0294966704587497E-2},{"$f":"IFERROR(IF(OR(C69=\"S\",C69=\"D\"),VLOOKUP(B69,'Seasonal Customer Count'!$B:$I,4,FALSE),IF(C69=\"W\",VLOOKUP(B69,'Seasonal Customer Count'!$B:$P,12,FALSE),\"Check\")),0)","v":0},{"$f":"IFERROR(IF(OR(C69=\"S\",C69=\"D\"),VLOOKUP(B69,'Seasonal Customer Count'!$B:$P,5,FALSE),IF(C69=\"W\",VLOOKUP(B69,'Seasonal Customer Count'!$B:$P,13,FALSE),\"Check\")),0)","v":0},{"$f":"IFERROR(IF(OR(C69=\"S\",C69=\"D\"),VLOOKUP(B69,'Seasonal Customer Count'!$B:$P,6,FALSE),IF(C69=\"W\",VLOOKUP(B69,'Seasonal Customer Count'!$B:$P,14,FALSE),\"Check\")),0)","v":0},{"$f":"IFERROR(IF(OR(C69=\"S\",C69=\"D\"),VLOOKUP(B69,'Seasonal Customer Count'!$B:$P,7,FALSE),IF(C69=\"W\",VLOOKUP(B69,'Seasonal Customer Count'!$B:$P,15,FALSE),\"Check\")),0)","v":0},{"$f":"IFERROR(IF(OR(C69=\"S\",C69=\"D\"),VLOOKUP(B69,'Seasonal Customer Count'!$B:$P,8,FALSE),IF(C69=\"W\",VLOOKUP(B69,'Seasonal Customer Count'!$B:$P,16,FALSE),\"Check\")),0)","v":0},{"$f":"Summary!$D$8*(K69*'Average Project Size'!$F$6+L69*'Average Project Size'!$F$7+M69*'Average Project Size'!$F$8+N69*'Average Project Size'!$F$10+O69*'Average Project Size'!$F$9)/1000","v":0},{"$f":"Summary!$D$8*(K69*F69*'Average Project Size'!$F$6+L69*G69*'Average Project Size'!$F$7+M69*H69*'Average Project Size'!$F$8+N69*I69*'Average Project Size'!$F$10+O69*J69*'Average Project Size'!$F$9)/1000","v":0}]
[null,{"$f":"'Peak Identification'!B68","v":"BKHN41"},{"$f":"'Peak Identification'!D68","v":"S"},{"$f":"'Peak Identification'!E68","v":18},{"$f":"VLOOKUP($D70,'DER Output'!$S$17:$X$41,6,FALSE)","v":0.16032398020038169},{"$f":"IF($C70=\"S\",VLOOKUP($D70,'DER Output'!$S$18:$W$41,2,FALSE),VLOOKUP($D70,'DER Output'!$S$18:$W$41,3,FALSE))","v":0.17224423800777711},{"$f":"IF($C70=\"S\",VLOOKUP($D70,'DER Output'!$S$18:$W$41,4,FALSE),VLOOKUP($D70,'DER Output'!$S$18:$W$41,5,FALSE))","v":0.17224423800777711},{"$f":"IF($C70=\"S\",VLOOKUP($D70,'DER Output'!$S$18:$W$41,4,FALSE),VLOOKUP($D70,'DER Output'!$S$18:$W$41,5,FALSE))","v":0.17224423800777711},{"$f":"IF($C70=\"S\",VLOOKUP($D70,'DER Output'!$S$18:$W$41,4,FALSE),VLOOKUP($D70,'DER Output'!$S$18:$W$41,5,FALSE))","v":0.17224423800777711},{"$f":"IF($C70=\"S\",VLOOKUP($D70,'DER Output'!$S$18:$W$41,4,FALSE),VLOOKUP($D70,'DER Output'!$S$18:$W$41,5,FALSE))","v":0.17224423800777711},{"$f":"IFERROR(IF(OR(C70=\"S\",C70=\"D\"),VLOOKUP(B70,'Seasonal Customer Count'!$B:$I,4,FALSE),IF(C70=\"W\",VLOOKUP(B70,'Seasonal Customer Count'!$B:$P,12,FALSE),\"Check\")),0)","v":29},{"$f":"IFERROR(IF(OR(C70=\"S\",C70=\"D\"),VLOOKUP(B70,'Seasonal Customer Count'!$B:$P,5,FALSE),IF(C70=\"W\",VLOOKUP(B70,'Seasonal Customer Count'!$B:$P,13,FALSE),\"Check\")),0)","v":9},{"$f":"IFERROR(IF(OR(C70=\"S\",C70=\"D\"),VLOOKUP(B70,'Seasonal Customer Count'!$B:$P,6,FALSE),IF(C70=\"W\",VLOOKUP(B70,'Seasonal Customer Count'!$B:$P,14,FALSE),\"Check\")),0)","v":34},{"$f":"IFERROR(IF(OR(C70=\"S\",C70=\"D\"),VLOOKUP(B70,'Seasonal Customer Count'!$B:$P,7,FALSE),IF(C70=\"W\",VLOOKUP(B70,'Seasonal Customer Count'!$B:$P,15,FALSE),\"Check\")),0)","v":0},{"$f":"IFERROR(IF(OR(C70=\"S\",C70=\"D\"),VLOOKUP(B70,'Seasonal Customer Count'!$B:$P,8,FALSE),IF(C70=\"W\",VLOOKUP(B70,'Seasonal Customer Count'!$B:$P,16,FALSE),\"Check\")),0)","v":96},{"$f":"Summary!$D$8*(K70*'Average Project Size'!$F$6+L70*'Average Project Size'!$F$7+M70*'Average Project Size'!$F$8+N70*'Average Project Size'!$F$10+O70*'Average Project Size'!$F$9)/1000","v":6.8718973159769797E-2},{"$f":"Summary!$D$8*(K70*F70*'Average Project Size'!$F$6+L70*G70*'Average Project Size'!$F$7+M70*H70*'Average Project Size'!$F$8+N70*I70*'Average Project Size'!$F$10+O70*J70*'Average Project Size'!$F$9)/1000","v":1.1836447168581437E-2}]
[null,{"$f":"'Peak Identification'!B69","v":"BKHN42"},{"$f":"'Peak Identification'!D69","v":"S"},{"$f":"'Peak Identification'!E69","v":12},{"$f":"VLOOKUP($D71,'DER Output'!$S$17:$X$41,6,FALSE)","v":0},{"$f":"IF($C71=\"S\",VLOOKUP($D71,'DER Output'!$S$18:$W$41,2,FALSE),VLOOKUP($D71,'DER Output'!$S$18:$W$41,3,FALSE))","v":0.68105753758026133},{"$f":"IF($C71=\"S\",VLOOKUP($D71,'DER Output'!$S$18:$W$41,4,FALSE),VLOOKUP($D71,'DER Output'!$S$18:$W$41,5,FALSE))","v":0.68105753758026133},{"$f":"IF($C71=\"S\",VLOOKUP($D71,'DER Output'!$S$18:$W$41,4,FALSE),VLOOKUP($D71,'DER Output'!$S$18:$W$41,5,FALSE))","v":0.68105753758026133},{"$f":"IF($C71=\"S\",VLOOKUP($D71,'DER Output'!$S$18:$W$41,4,FALSE),VLOOKUP($D71,'DER Output'!$S$18:$W$41,5,FALSE))","v":0.68105753758026133},{"$f":"IF($C71=\"S\",VLOOKUP($D71,'DER Output'!$S$18:$W$41,4,FALSE),VLOOKUP($D71,'DER Output'!$S$18:$W$41,5,FALSE))","v":0.68105753758026133},{"$f":"IFERROR(IF(OR(C71=\"S\",C71=\"D\"),VLOOKUP(B71,'Seasonal Customer Count'!$B:$I,4,FALSE),IF(C71=\"W\",VLOOKUP(B71,'Seasonal Customer Count'!$B:$P,12,FALSE),\"Check\")),0)","v":15},{"$f":"IFERROR(IF(OR(C71=\"S\",C71=\"D\"),VLOOKUP(B71,'Seasonal Customer Count'!$B:$P,5,FALSE),IF(C71=\"W\",VLOOKUP(B71,'Seasonal Customer Count'!$B:$P,13,FALSE),\"Check\")),0)","v":2},{"$f":"IFERROR(IF(OR(C71=\"S\",C71=\"D\"),VLOOKUP(B71,'Seasonal Customer Count'!$B:$P,6,FALSE),IF(C71=\"W\",VLOOKUP(B71,'Seasonal Customer Count'!$B:$P,14,FALSE),\"Check\")),0)","v":17},{"$f":"IFERROR(IF(OR(C71=\"S\",C71=\"D\"),VLOOKUP(B71,'Seasonal Customer Count'!$B:$P,7,FALSE),IF(C71=\"W\",VLOOKUP(B71,'Seasonal Customer Count'!$B:$P,15,FALSE),\"Check\")),0)","v":0},{"$f":"IFERROR(IF(OR(C71=\"S\",C71=\"D\"),VLOOKUP(B71,'Seasonal Customer Count'!$B:$P,8,FALSE),IF(C71=\"W\",VLOOKUP(B71,'Seasonal Customer Count'!$B:$P,16,FALSE),\"Check\")),0)","v":52},{"$f":"Summary!$D$8*(K71*'Average Project Size'!$F$6+L71*'Average Project Size'!$F$7+M71*'Average Project Size'!$F$8+N71*'Average Project Size'!$F$10+O71*'Average Project Size'!$F$9)/1000","v":3.6740108591262928E-2},{"$f":"Summary!$D$8*(K71*F71*'Average Project Size'!$F$6+L71*G71*'Average Project Size'!$F$7+M71*H71*'Average Project Size'!$F$8+N71*I71*'Average Project Size'!$F$10+O71*J71*'Average Project Size'!$F$9)/1000","v":2.5022127887596935E-2}]
[null,{"$f":"'Peak Identification'!B70","v":"BKHN T-061"},{"$f":"'Peak Identification'!D70","v":"S"},{"$f":"'Peak Identification'!E70","v":22},{"$f":"VLOOKUP($D72,'DER Output'!$S$17:$X$41,6,FALSE)","v":0},{"$f":"IF($C72=\"S\",VLOOKUP($D72,'DER Output'!$S$18:$W$41,2,FALSE),VLOOKUP($D72,'DER Output'!$S$18:$W$41,3,FALSE))","v":4.7662353088631345E-4},{"$f":"IF($C72=\"S\",VLOOKUP($D72,'DER Output'!$S$18:$W$41,4,FALSE),VLOOKUP($D72,'DER Output'!$S$18:$W$41,5,FALSE))","v":4.7662353088631345E-4},{"$f":"IF($C72=\"S\",VLOOKUP($D72,'DER Output'!$S$18:$W$41,4,FALSE),VLOOKUP($D72,'DER Output'!$S$18:$W$41,5,FALSE))","v":4.7662353088631345E-4},{"$f":"IF($C72=\"S\",VLOOKUP($D72,'DER Output'!$S$18:$W$41,4,FALSE),VLOOKUP($D72,'DER Output'!$S$18:$W$41,5,FALSE))","v":4.7662353088631345E-4},{"$f":"IF($C72=\"S\",VLOOKUP($D72,'DER Output'!$S$18:$W$41,4,FALSE),VLOOKUP($D72,'DER Output'!$S$18:$W$41,5,FALSE))","v":4.7662353088631345E-4},{"$f":"IFERROR(IF(OR(C72=\"S\",C72=\"D\"),VLOOKUP(B72,'Seasonal Customer Count'!$B:$I,4,FALSE),IF(C72=\"W\",VLOOKUP(B72,'Seasonal Customer Count'!$B:$P,12,FALSE),\"Check\")),0)","v":44},{"$f":"IFERROR(IF(OR(C72=\"S\",C72=\"D\"),VLOOKUP(B72,'Seasonal Customer Count'!$B:$P,5,FALSE),IF(C72=\"W\",VLOOKUP(B72,'Seasonal Customer Count'!$B:$P,13,FALSE),\"Check\")),0)","v":11},{"$f":"IFERROR(IF(OR(C72=\"S\",C72=\"D\"),VLOOKUP(B72,'Seasonal Customer Count'!$B:$P,6,FALSE),IF(C72=\"W\",VLOOKUP(B72,'Seasonal Customer Count'!$B:$P,14,FALSE),\"Check\")),0)","v":51},{"$f":"IFERROR(IF(OR(C72=\"S\",C72=\"D\"),VLOOKUP(B72,'Seasonal Customer Count'!$B:$P,7,FALSE),IF(C72=\"W\",VLOOKUP(B72,'Seasonal Customer Count'!$B:$P,15,FALSE),\"Check\")),0)","v":0},{"$f":"IFERROR(IF(OR(C72=\"S\",C72=\"D\"),VLOOKUP(B72,'Seasonal Customer Count'!$B:$P,8,FALSE),IF(C72=\"W\",VLOOKUP(B72,'Seasonal Customer Count'!$B:$P,16,FALSE),\"Check\")),0)","v":148},{"$f":"Summary!$D$8*(K72*'Average Project Size'!$F$6+L72*'Average Project Size'!$F$7+M72*'Average Project Size'!$F$8+N72*'Average Project Size'!$F$10+O72*'Average Project Size'!$F$9)/1000","v":0.10545908175103275},{"$f":"Summary!$D$8*(K72*F72*'Average Project Size'!$F$6+L72*G72*'Average Project Size'!$F$7+M72*H72*'Average Project Size'!$F$8+N72*I72*'Average Project Size'!$F$10+O72*J72*'Average Project Size'!$F$9)/1000","v":5.0264279908205607E-5}]
[null,{"$f":"'Peak Identification'!B71","v":"BLAK1"},{"$f":"'Peak Identification'!D71","v":"S"},{"$f":"'Peak Identification'!E71","v":0},{"$f":"VLOOKUP($D73,'DER Output'!$S$17:$X$41,6,FALSE)","v":0},{"$f":"IF($C73=\"S\",VLOOKUP($D73,'DER Output'!$S$18:$W$41,2,FALSE),VLOOKUP($D73,'DER Output'!$S$18:$W$41,3,FALSE))","v":5.9141103405834004E-4},{"$f":"IF($C73=\"S\",VLOOKUP($D73,'DER Output'!$S$18:$W$41,4,FALSE),VLOOKUP($D73,'DER Output'!$S$18:$W$41,5,FALSE))","v":5.9141103405834004E-4},{"$f":"IF($C73=\"S\",VLOOKUP($D73,'DER Output'!$S$18:$W$41,4,FALSE),VLOOKUP($D73,'DER Output'!$S$18:$W$41,5,FALSE))","v":5.9141103405834004E-4},{"$f":"IF($C73=\"S\",VLOOKUP($D73,'DER Output'!$S$18:$W$41,4,FALSE),VLOOKUP($D73,'DER Output'!$S$18:$W$41,5,FALSE))","v":5.9141103405834004E-4},{"$f":"IF($C73=\"S\",VLOOKUP($D73,'DER Output'!$S$18:$W$41,4,FALSE),VLOOKUP($D73,'DER Output'!$S$18:$W$41,5,FALSE))","v":5.9141103405834004E-4},{"$f":"IFERROR(IF(OR(C73=\"S\",C73=\"D\"),VLOOKUP(B73,'Seasonal Customer Count'!$B:$I,4,FALSE),IF(C73=\"W\",VLOOKUP(B73,'Seasonal Customer Count'!$B:$P,12,FALSE),\"Check\")),0)","v":0},{"$f":"IFERROR(IF(OR(C73=\"S\",C73=\"D\"),VLOOKUP(B73,'Seasonal Customer Count'!$B:$P,5,FALSE),IF(C73=\"W\",VLOOKUP(B73,'Seasonal Customer Count'!$B:$P,13,FALSE),\"Check\")),0)","v":0},{"$f":"IFERROR(IF(OR(C73=\"S\",C73=\"D\"),VLOOKUP(B73,'Seasonal Customer Count'!$B:$P,6,FALSE),IF(C73=\"W\",VLOOKUP(B73,'Seasonal Customer Count'!$B:$P,14,FALSE),\"Check\")),0)","v":0},{"$f":"IFERROR(IF(OR(C73=\"S\",C73=\"D\"),VLOOKUP(B73,'Seasonal Customer Count'!$B:$P,7,FALSE),IF(C73=\"W\",VLOOKUP(B73,'Seasonal Customer Count'!$B:$P,15,FALSE),\"Check\")),0)","v":0},{"$f":"IFERROR(IF(OR(C73=\"S\",C73=\"D\"),VLOOKUP(B73,'Seasonal Customer Count'!$B:$P,8,FALSE),IF(C73=\"W\",VLOOKUP(B73,'Seasonal Customer Count'!$B:$P,16,FALSE),\"Check\")),0)","v":0},{"$f":"Summary!$D$8*(K73*'Average Project Size'!$F$6+L73*'Average Project Size'!$F$7+M73*'Average Project Size'!$F$8+N73*'Average Project Size'!$F$10+O73*'Average Project Size'!$F$9)/1000","v":0},{"$f":"Summary!$D$8*(K73*F73*'Average Project Size'!$F$6+L73*G73*'Average Project Size'!$F$7+M73*H73*'Average Project Size'!$F$8+N73*I73*'Average Project Size'!$F$10+O73*J73*'Average Project Size'!$F$9)/1000","v":0}]
[null,{"$f":"'Peak Identification'!B72","v":"BLAK T-051"},{"$f":"'Peak Identification'!D72","v":"S"},{"$f":"'Peak Identification'!E72","v":0},{"$f":"VLOOKUP($D74,'DER Output'!$S$17:$X$41,6,FALSE)","v":0},{"$f":"IF($C74=\"S\",VLOOKUP($D74,'DER Output'!$S$18:$W$41,2,FALSE),VLOOKUP($D74,'DER Output'!$S$18:$W$41,3,FALSE))","v":5.9141103405834004E-4},{"$f":"IF($C74=\"S\",VLOOKUP($D74,'DER Output'!$S$18:$W$41,4,FALSE),VLOOKUP($D74,'DER Output'!$S$18:$W$41,5,FALSE))","v":5.9141103405834004E-4},{"$f":"IF($C74=\"S\",VLOOKUP($D74,'DER Output'!$S$18:$W$41,4,FALSE),VLOOKUP($D74,'DER Output'!$S$18:$W$41,5,FALSE))","v":5.9141103405834004E-4},{"$f":"IF($C74=\"S\",VLOOKUP($D74,'DER Output'!$S$18:$W$41,4,FALSE),VLOOKUP($D74,'DER Output'!$S$18:$W$41,5,FALSE))","v":5.9141103405834004E-4},{"$f":"IF($C74=\"S\",VLOOKUP($D74,'DER Output'!$S$18:$W$41,4,FALSE),VLOOKUP($D74,'DER Output'!$S$18:$W$41,5,FALSE))","v":5.9141103405834004E-4},{"$f":"IFERROR(IF(OR(C74=\"S\",C74=\"D\"),VLOOKUP(B74,'Seasonal Customer Count'!$B:$I,4,FALSE),IF(C74=\"W\",VLOOKUP(B74,'Seasonal Customer Count'!$B:$P,12,FALSE),\"Check\")),0)","v":0},{"$f":"IFERROR(IF(OR(C74=\"S\",C74=\"D\"),VLOOKUP(B74,'Seasonal Customer Count'!$B:$P,5,FALSE),IF(C74=\"W\",VLOOKUP(B74,'Seasonal Customer Count'!$B:$P,13,FALSE),\"Check\")),0)","v":0},{"$f":"IFERROR(IF(OR(C74=\"S\",C74=\"D\"),VLOOKUP(B74,'Seasonal Customer Count'!$B:$P,6,FALSE),IF(C74=\"W\",VLOOKUP(B74,'Seasonal Customer Count'!$B:$P,14,FALSE),\"Check\")),0)","v":0},{"$f":"IFERROR(IF(OR(C74=\"S\",C74=\"D\"),VLOOKUP(B74,'Seasonal Customer Count'!$B:$P,7,FALSE),IF(C74=\"W\",VLOOKUP(B74,'Seasonal Customer Count'!$B:$P,15,FALSE),\"Check\")),0)","v":0},{"$f":"IFERROR(IF(OR(C74=\"S\",C74=\"D\"),VLOOKUP(B74,'Seasonal Customer Count'!$B:$P,8,FALSE),IF(C74=\"W\",VLOOKUP(B74,'Seasonal Customer Count'!$B:$P,16,FALSE),\"Check\")),0)","v":0},{"$f":"Summary!$D$8*(K74*'Average Project Size'!$F$6+L74*'Average Project Size'!$F$7+M74*'Average Project Size'!$F$8+N74*'Average Project Size'!$F$10+O74*'Average Project Size'!$F$9)/1000","v":0},{"$f":"Summary!$D$8*(K74*F74*'Average Project Size'!$F$6+L74*G74*'Average Project Size'!$F$7+M74*H74*'Average Project Size'!$F$8+N74*I74*'Average Project Size'!$F$10+O74*J74*'Average Project Size'!$F$9)/1000","v":0}]
[null,{"$f":"'Peak Identification'!B73","v":"BLDR41"},{"$f":"'Peak Identification'!D73","v":"S"},{"$f":"'Peak Identification'!E73","v":18},{"$f":"VLOOKUP($D75,'DER Output'!$S$17:$X$41,6,FALSE)","v":0.16032398020038169},{"$f":"IF($C75=\"S\",VLOOKUP($D75,'DER Output'!$S$18:$W$41,2,FALSE),VLOOKUP($D75,'DER Output'!$S$18:$W$41,3,FALSE))","v":0.17224423800777711},{"$f":"IF($C75=\"S\",VLOOKUP($D75,'DER Output'!$S$18:$W$41,4,FALSE),VLOOKUP($D75,'DER Output'!$S$18:$W$41,5,FALSE))","v":0.17224423800777711},{"$f":"IF($C75=\"S\",VLOOKUP($D75,'DER Output'!$S$18:$W$41,4,FALSE),VLOOKUP($D75,'DER Output'!$S$18:$W$41,5,FALSE))","v":0.17224423800777711},{"$f":"IF($C75=\"S\",VLOOKUP($D75,'DER Output'!$S$18:$W$41,4,FALSE),VLOOKUP($D75,'DER Output'!$S$18:$W$41,5,FALSE))","v":0.17224423800777711},{"$f":"IF($C75=\"S\",VLOOKUP($D75,'DER Output'!$S$18:$W$41,4,FALSE),VLOOKUP($D75,'DER Output'!$S$18:$W$41,5,FALSE))","v":0.17224423800777711},{"$f":"IFERROR(IF(OR(C75=\"S\",C75=\"D\"),VLOOKUP(B75,'Seasonal Customer Count'!$B:$I,4,FALSE),IF(C75=\"W\",VLOOKUP(B75,'Seasonal Customer Count'!$B:$P,12,FALSE),\"Check\")),0)","v":423},{"$f":"IFERROR(IF(OR(C75=\"S\",C75=\"D\"),VLOOKUP(B75,'Seasonal Customer Count'!$B:$P,5,FALSE),IF(C75=\"W\",VLOOKUP(B75,'Seasonal Customer Count'!$B:$P,13,FALSE),\"Check\")),0)","v":34},{"$f":"IFERROR(IF(OR(C75=\"S\",C75=\"D\"),VLOOKUP(B75,'Seasonal Customer Count'!$B:$P,6,FALSE),IF(C75=\"W\",VLOOKUP(B75,'Seasonal Customer Count'!$B:$P,14,FALSE),\"Check\")),0)","v":48},{"$f":"IFERROR(IF(OR(C75=\"S\",C75=\"D\"),VLOOKUP(B75,'Seasonal Customer Count'!$B:$P,7,FALSE),IF(C75=\"W\",VLOOKUP(B75,'Seasonal Customer Count'!$B:$P,15,FALSE),\"Check\")),0)","v":0},{"$f":"IFERROR(IF(OR(C75=\"S\",C75=\"D\"),VLOOKUP(B75,'Seasonal Customer Count'!$B:$P,8,FALSE),IF(C75=\"W\",VLOOKUP(B75,'Seasonal Customer Count'!$B:$P,16,FALSE),\"Check\")),0)","v":2},{"$f":"Summary!$D$8*(K75*'Average Project Size'!$F$6+L75*'Average Project Size'!$F$7+M75*'Average Project Size'!$F$8+N75*'Average Project Size'!$F$10+O75*'Average Project Size'!$F$9)/1000","v":2.8834157700161633E-2},{"$f":"Summary!$D$8*(K75*F75*'Average Project Size'!$F$6+L75*G75*'Average Project Size'!$F$7+M75*H75*'Average Project Size'!$F$8+N75*I75*'Average Project Size'!$F$10+O75*J75*'Average Project Size'!$F$9)/1000","v":4.9665175216604199E-3}]
[null,{"$f":"'Peak Identification'!B74","v":"BLDR42"},{"$f":"'Peak Identification'!D74","v":"S"},{"$f":"'Peak Identification'!E74","v":23},{"$f":"VLOOKUP($D76,'DER Output'!$S$17:$X$41,6,FALSE)","v":0},{"$f":"IF($C76=\"S\",VLOOKUP($D76,'DER Output'!$S$18:$W$41,2,FALSE),VLOOKUP($D76,'DER Output'!$S$18:$W$41,3,FALSE))","v":4.7743369662855371E-4},{"$f":"IF($C76=\"S\",VLOOKUP($D76,'DER Output'!$S$18:$W$41,4,FALSE),VLOOKUP($D76,'DER Output'!$S$18:$W$41,5,FALSE))","v":4.7743369662855371E-4},{"$f":"IF($C76=\"S\",VLOOKUP($D76,'DER Output'!$S$18:$W$41,4,FALSE),VLOOKUP($D76,'DER Output'!$S$18:$W$41,5,FALSE))","v":4.7743369662855371E-4},{"$f":"IF($C76=\"S\",VLOOKUP($D76,'DER Output'!$S$18:$W$41,4,FALSE),VLOOKUP($D76,'DER Output'!$S$18:$W$41,5,FALSE))","v":4.7743369662855371E-4},{"$f":"IF($C76=\"S\",VLOOKUP($D76,'DER Output'!$S$18:$W$41,4,FALSE),VLOOKUP($D76,'DER Output'!$S$18:$W$41,5,FALSE))","v":4.7743369662855371E-4},{"$f":"IFERROR(IF(OR(C76=\"S\",C76=\"D\"),VLOOKUP(B76,'Seasonal Customer Count'!$B:$I,4,FALSE),IF(C76=\"W\",VLOOKUP(B76,'Seasonal Customer Count'!$B:$P,12,FALSE),\"Check\")),0)","v":454},{"$f":"IFERROR(IF(OR(C76=\"S\",C76=\"D\"),VLOOKUP(B76,'Seasonal Customer Count'!$B:$P,5,FALSE),IF(C76=\"W\",VLOOKUP(B76,'Seasonal Customer Count'!$B:$P,13,FALSE),\"Check\")),0)","v":27},{"$f":"IFERROR(IF(OR(C76=\"S\",C76=\"D\"),VLOOKUP(B76,'Seasonal Customer Count'!$B:$P,6,FALSE),IF(C76=\"W\",VLOOKUP(B76,'Seasonal Customer Count'!$B:$P,14,FALSE),\"Check\")),0)","v":32},{"$f":"IFERROR(IF(OR(C76=\"S\",C76=\"D\"),VLOOKUP(B76,'Seasonal Customer Count'!$B:$P,7,FALSE),IF(C76=\"W\",VLOOKUP(B76,'Seasonal Customer Count'!$B:$P,15,FALSE),\"Check\")),0)","v":0},{"$f":"IFERROR(IF(OR(C76=\"S\",C76=\"D\"),VLOOKUP(B76,'Seasonal Customer Count'!$B:$P,8,FALSE),IF(C76=\"W\",VLOOKUP(B76,'Seasonal Customer Count'!$B:$P,16,FALSE),\"Check\")),0)","v":12},{"$f":"Summary!$D$8*(K76*'Average Project Size'!$F$6+L76*'Average Project Size'!$F$7+M76*'Average Project Size'!$F$8+N76*'Average Project Size'!$F$10+O76*'Average Project Size'!$F$9)/1000","v":3.3161464888485669E-2},{"$f":"Summary!$D$8*(K76*F76*'Average Project Size'!$F$6+L76*G76*'Average Project Size'!$F$7+M76*H76*'Average Project Size'!$F$8+N76*I76*'Average Project Size'!$F$10+O76*J76*'Average Project Size'!$F$9)/1000","v":1.5832400767327704E-5}]
[null,{"$f":"'Peak Identification'!B75","v":"BLDR T-131"},{"$f":"'Peak Identification'!D75","v":"S"},{"$f":"'Peak Identification'!E75","v":21},{"$f":"VLOOKUP($D77,'DER Output'!$S$17:$X$41,6,FALSE)","v":0},{"$f":"IF($C77=\"S\",VLOOKUP($D77,'DER Output'!$S$18:$W$41,2,FALSE),VLOOKUP($D77,'DER Output'!$S$18:$W$41,3,FALSE))","v":9.5068228432060471E-4},{"$f":"IF($C77=\"S\",VLOOKUP($D77,'DER Output'!$S$18:$W$41,4,FALSE),VLOOKUP($D77,'DER Output'!$S$18:$W$41,5,FALSE))","v":9.5068228432060471E-4},{"$f":"IF($C77=\"S\",VLOOKUP($D77,'DER Output'!$S$18:$W$41,4,FALSE),VLOOKUP($D77,'DER Output'!$S$18:$W$41,5,FALSE))","v":9.5068228432060471E-4},{"$f":"IF($C77=\"S\",VLOOKUP($D77,'DER Output'!$S$18:$W$41,4,FALSE),VLOOKUP($D77,'DER Output'!$S$18:$W$41,5,FALSE))","v":9.5068228432060471E-4},{"$f":"IF($C77=\"S\",VLOOKUP($D77,'DER Output'!$S$18:$W$41,4,FALSE),VLOOKUP($D77,'DER Output'!$S$18:$W$41,5,FALSE))","v":9.5068228432060471E-4},{"$f":"IFERROR(IF(OR(C77=\"S\",C77=\"D\"),VLOOKUP(B77,'Seasonal Customer Count'!$B:$I,4,FALSE),IF(C77=\"W\",VLOOKUP(B77,'Seasonal Customer Count'!$B:$P,12,FALSE),\"Check\")),0)","v":877},{"$f":"IFERROR(IF(OR(C77=\"S\",C77=\"D\"),VLOOKUP(B77,'Seasonal Customer Count'!$B:$P,5,FALSE),IF(C77=\"W\",VLOOKUP(B77,'Seasonal Customer Count'!$B:$P,13,FALSE),\"Check\")),0)","v":61},{"$f":"IFERROR(IF(OR(C77=\"S\",C77=\"D\"),VLOOKUP(B77,'Seasonal Customer Count'!$B:$P,6,FALSE),IF(C77=\"W\",VLOOKUP(B77,'Seasonal Customer Count'!$B:$P,14,FALSE),\"Check\")),0)","v":80},{"$f":"IFERROR(IF(OR(C77=\"S\",C77=\"D\"),VLOOKUP(B77,'Seasonal Customer Count'!$B:$P,7,FALSE),IF(C77=\"W\",VLOOKUP(B77,'Seasonal Customer Count'!$B:$P,15,FALSE),\"Check\")),0)","v":0},{"$f":"IFERROR(IF(OR(C77=\"S\",C77=\"D\"),VLOOKUP(B77,'Seasonal Customer Count'!$B:$P,8,FALSE),IF(C77=\"W\",VLOOKUP(B77,'Seasonal Customer Count'!$B:$P,16,FALSE),\"Check\")),0)","v":14},{"$f":"Summary!$D$8*(K77*'Average Project Size'!$F$6+L77*'Average Project Size'!$F$7+M77*'Average Project Size'!$F$8+N77*'Average Project Size'!$F$10+O77*'Average Project Size'!$F$9)/1000","v":6.1995622588647305E-2},{"$f":"Summary!$D$8*(K77*F77*'Average Project Size'!$F$6+L77*G77*'Average Project Size'!$F$7+M77*H77*'Average Project Size'!$F$8+N77*I77*'Average Project Size'!$F$10+O77*J77*'Average Project Size'!$F$9)/1000","v":5.8938140100453303E-5}]
[null,{"$f":"'Peak Identification'!B76","v":"BMSU11"},{"$f":"'Peak Identification'!D76","v":"S"},{"$f":"'Peak Identification'!E76","v":17},{"$f":"VLOOKUP($D78,'DER Output'!$S$17:$X$41,6,FALSE)","v":0.19174838710475617},{"$f":"IF($C78=\"S\",VLOOKUP($D78,'DER Output'!$S$18:$W$41,2,FALSE),VLOOKUP($D78,'DER Output'!$S$18:$W$41,3,FALSE))","v":0.30300399777640191},{"$f":"IF($C78=\"S\",VLOOKUP($D78,'DER Output'!$S$18:$W$41,4,FALSE),VLOOKUP($D78,'DER Output'!$S$18:$W$41,5,FALSE))","v":0.30300399777640191},{"$f":"IF($C78=\"S\",VLOOKUP($D78,'DER Output'!$S$18:$W$41,4,FALSE),VLOOKUP($D78,'DER Output'!$S$18:$W$41,5,FALSE))","v":0.30300399777640191},{"$f":"IF($C78=\"S\",VLOOKUP($D78,'DER Output'!$S$18:$W$41,4,FALSE),VLOOKUP($D78,'DER Output'!$S$18:$W$41,5,FALSE))","v":0.30300399777640191},{"$f":"IF($C78=\"S\",VLOOKUP($D78,'DER Output'!$S$18:$W$41,4,FALSE),VLOOKUP($D78,'DER Output'!$S$18:$W$41,5,FALSE))","v":0.30300399777640191},{"$f":"IFERROR(IF(OR(C78=\"S\",C78=\"D\"),VLOOKUP(B78,'Seasonal Customer Count'!$B:$I,4,FALSE),IF(C78=\"W\",VLOOKUP(B78,'Seasonal Customer Count'!$B:$P,12,FALSE),\"Check\")),0)","v":43},{"$f":"IFERROR(IF(OR(C78=\"S\",C78=\"D\"),VLOOKUP(B78,'Seasonal Customer Count'!$B:$P,5,FALSE),IF(C78=\"W\",VLOOKUP(B78,'Seasonal Customer Count'!$B:$P,13,FALSE),\"Check\")),0)","v":12},{"$f":"IFERROR(IF(OR(C78=\"S\",C78=\"D\"),VLOOKUP(B78,'Seasonal Customer Count'!$B:$P,6,FALSE),IF(C78=\"W\",VLOOKUP(B78,'Seasonal Customer Count'!$B:$P,14,FALSE),\"Check\")),0)","v":12},{"$f":"IFERROR(IF(OR(C78=\"S\",C78=\"D\"),VLOOKUP(B78,'Seasonal Customer Count'!$B:$P,7,FALSE),IF(C78=\"W\",VLOOKUP(B78,'Seasonal Customer Count'!$B:$P,15,FALSE),\"Check\")),0)","v":0},{"$f":"IFERROR(IF(OR(C78=\"S\",C78=\"D\"),VLOOKUP(B78,'Seasonal Customer Count'!$B:$P,8,FALSE),IF(C78=\"W\",VLOOKUP(B78,'Seasonal Customer Count'!$B:$P,16,FALSE),\"Check\")),0)","v":46},{"$f":"Summary!$D$8*(K78*'Average Project Size'!$F$6+L78*'Average Project Size'!$F$7+M78*'Average Project Size'!$F$8+N78*'Average Project Size'!$F$10+O78*'Average Project Size'!$F$9)/1000","v":3.3910417066665061E-2},{"$f":"Summary!$D$8*(K78*F78*'Average Project Size'!$F$6+L78*G78*'Average Project Size'!$F$7+M78*H78*'Average Project Size'!$F$8+N78*I78*'Average Project Size'!$F$10+O78*J78*'Average Project Size'!$F$9)/1000","v":1.0274991937464641E-2}]
[null,{"$f":"'Peak Identification'!B77","v":"BMSU12"},{"$f":"'Peak Identification'!D77","v":"S"},{"$f":"'Peak Identification'!E77","v":8},{"$f":"VLOOKUP($D79,'DER Output'!$S$17:$X$41,6,FALSE)","v":0},{"$f":"IF($C79=\"S\",VLOOKUP($D79,'DER Output'!$S$18:$W$41,2,FALSE),VLOOKUP($D79,'DER Output'!$S$18:$W$41,3,FALSE))","v":0.17099715675321933},{"$f":"IF($C79=\"S\",VLOOKUP($D79,'DER Output'!$S$18:$W$41,4,FALSE),VLOOKUP($D79,'DER Output'!$S$18:$W$41,5,FALSE))","v":0.17099715675321933},{"$f":"IF($C79=\"S\",VLOOKUP($D79,'DER Output'!$S$18:$W$41,4,FALSE),VLOOKUP($D79,'DER Output'!$S$18:$W$41,5,FALSE))","v":0.17099715675321933},{"$f":"IF($C79=\"S\",VLOOKUP($D79,'DER Output'!$S$18:$W$41,4,FALSE),VLOOKUP($D79,'DER Output'!$S$18:$W$41,5,FALSE))","v":0.17099715675321933},{"$f":"IF($C79=\"S\",VLOOKUP($D79,'DER Output'!$S$18:$W$41,4,FALSE),VLOOKUP($D79,'DER Output'!$S$18:$W$41,5,FALSE))","v":0.17099715675321933},{"$f":"IFERROR(IF(OR(C79=\"S\",C79=\"D\"),VLOOKUP(B79,'Seasonal Customer Count'!$B:$I,4,FALSE),IF(C79=\"W\",VLOOKUP(B79,'Seasonal Customer Count'!$B:$P,12,FALSE),\"Check\")),0)","v":2},{"$f":"IFERROR(IF(OR(C79=\"S\",C79=\"D\"),VLOOKUP(B79,'Seasonal Customer Count'!$B:$P,5,FALSE),IF(C79=\"W\",VLOOKUP(B79,'Seasonal Customer Count'!$B:$P,13,FALSE),\"Check\")),0)","v":2},{"$f":"IFERROR(IF(OR(C79=\"S\",C79=\"D\"),VLOOKUP(B79,'Seasonal Customer Count'!$B:$P,6,FALSE),IF(C79=\"W\",VLOOKUP(B79,'Seasonal Customer Count'!$B:$P,14,FALSE),\"Check\")),0)","v":0},{"$f":"IFERROR(IF(OR(C79=\"S\",C79=\"D\"),VLOOKUP(B79,'Seasonal Customer Count'!$B:$P,7,FALSE),IF(C79=\"W\",VLOOKUP(B79,'Seasonal Customer Count'!$B:$P,15,FALSE),\"Check\")),0)","v":0},{"$f":"IFERROR(IF(OR(C79=\"S\",C79=\"D\"),VLOOKUP(B79,'Seasonal Customer Count'!$B:$P,8,FALSE),IF(C79=\"W\",VLOOKUP(B79,'Seasonal Customer Count'!$B:$P,16,FALSE),\"Check\")),0)","v":3},{"$f":"Summary!$D$8*(K79*'Average Project Size'!$F$6+L79*'Average Project Size'!$F$7+M79*'Average Project Size'!$F$8+N79*'Average Project Size'!$F$10+O79*'Average Project Size'!$F$9)/1000","v":2.1342748708575586E-3},{"$f":"Summary!$D$8*(K79*F79*'Average Project Size'!$F$6+L79*G79*'Average Project Size'!$F$7+M79*H79*'Average Project Size'!$F$8+N79*I79*'Average Project Size'!$F$10+O79*J79*'Average Project Size'!$F$9)/1000","v":3.649549346464869E-4}]
[null,{"$f":"'Peak Identification'!B78","v":"BMSU T-131"},{"$f":"'Peak Identification'!D78","v":"S"},{"$f":"'Peak Identification'!E78","v":16},{"$f":"VLOOKUP($D80,'DER Output'!$S$17:$X$41,6,FALSE)","v":0.22644022312513051},{"$f":"IF($C80=\"S\",VLOOKUP($D80,'DER Output'!$S$18:$W$41,2,FALSE),VLOOKUP($D80,'DER Output'!$S$18:$W$41,3,FALSE))","v":0.44781407722569133},{"$f":"IF($C80=\"S\",VLOOKUP($D80,'DER Output'!$S$18:$W$41,4,FALSE),VLOOKUP($D80,'DER Output'!$S$18:$W$41,5,FALSE))","v":0.44781407722569133},{"$f":"IF($C80=\"S\",VLOOKUP($D80,'DER Output'!$S$18:$W$41,4,FALSE),VLOOKUP($D80,'DER Output'!$S$18:$W$41,5,FALSE))","v":0.44781407722569133},{"$f":"IF($C80=\"S\",VLOOKUP($D80,'DER Output'!$S$18:$W$41,4,FALSE),VLOOKUP($D80,'DER Output'!$S$18:$W$41,5,FALSE))","v":0.44781407722569133},{"$f":"IF($C80=\"S\",VLOOKUP($D80,'DER Output'!$S$18:$W$41,4,FALSE),VLOOKUP($D80,'DER Output'!$S$18:$W$41,5,FALSE))","v":0.44781407722569133},{"$f":"IFERROR(IF(OR(C80=\"S\",C80=\"D\"),VLOOKUP(B80,'Seasonal Customer Count'!$B:$I,4,FALSE),IF(C80=\"W\",VLOOKUP(B80,'Seasonal Customer Count'!$B:$P,12,FALSE),\"Check\")),0)","v":45},{"$f":"IFERROR(IF(OR(C80=\"S\",C80=\"D\"),VLOOKUP(B80,'Seasonal Customer Count'!$B:$P,5,FALSE),IF(C80=\"W\",VLOOKUP(B80,'Seasonal Customer Count'!$B:$P,13,FALSE),\"Check\")),0)","v":14},{"$f":"IFERROR(IF(OR(C80=\"S\",C80=\"D\"),VLOOKUP(B80,'Seasonal Customer Count'!$B:$P,6,FALSE),IF(C80=\"W\",VLOOKUP(B80,'Seasonal Customer Count'!$B:$P,14,FALSE),\"Check\")),0)","v":12},{"$f":"IFERROR(IF(OR(C80=\"S\",C80=\"D\"),VLOOKUP(B80,'Seasonal Customer Count'!$B:$P,7,FALSE),IF(C80=\"W\",VLOOKUP(B80,'Seasonal Customer Count'!$B:$P,15,FALSE),\"Check\")),0)","v":0},{"$f":"IFERROR(IF(OR(C80=\"S\",C80=\"D\"),VLOOKUP(B80,'Seasonal Customer Count'!$B:$P,8,FALSE),IF(C80=\"W\",VLOOKUP(B80,'Seasonal Customer Count'!$B:$P,16,FALSE),\"Check\")),0)","v":49},{"$f":"Summary!$D$8*(K80*'Average Project Size'!$F$6+L80*'Average Project Size'!$F$7+M80*'Average Project Size'!$F$8+N80*'Average Project Size'!$F$10+O80*'Average Project Size'!$F$9)/1000","v":3.6044691937522619E-2},{"$f":"Summary!$D$8*(K80*F80*'Average Project Size'!$F$6+L80*G80*'Average Project Size'!$F$7+M80*H80*'Average Project Size'!$F$8+N80*I80*'Average Project Size'!$F$10+O80*J80*'Average Project Size'!$F$9)/1000","v":1.6141320458886006E-2}]
[null,{"$f":"'Peak Identification'!B79","v":"BNET11"},{"$f":"'Peak Identification'!D79","v":"S"},{"$f":"'Peak Identification'!E79","v":16},{"$f":"VLOOKUP($D81,'DER Output'!$S$17:$X$41,6,FALSE)","v":0.22644022312513051},{"$f":"IF($C81=\"S\",VLOOKUP($D81,'DER Output'!$S$18:$W$41,2,FALSE),VLOOKUP($D81,'DER Output'!$S$18:$W$41,3,FALSE))","v":0.44781407722569133},{"$f":"IF($C81=\"S\",VLOOKUP($D81,'DER Output'!$S$18:$W$41,4,FALSE),VLOOKUP($D81,'DER Output'!$S$18:$W$41,5,FALSE))","v":0.44781407722569133},{"$f":"IF($C81=\"S\",VLOOKUP($D81,'DER Output'!$S$18:$W$41,4,FALSE),VLOOKUP($D81,'DER Output'!$S$18:$W$41,5,FALSE))","v":0.44781407722569133},{"$f":"IF($C81=\"S\",VLOOKUP($D81,'DER Output'!$S$18:$W$41,4,FALSE),VLOOKUP($D81,'DER Output'!$S$18:$W$41,5,FALSE))","v":0.44781407722569133},{"$f":"IF($C81=\"S\",VLOOKUP($D81,'DER Output'!$S$18:$W$41,4,FALSE),VLOOKUP($D81,'DER Output'!$S$18:$W$41,5,FALSE))","v":0.44781407722569133},{"$f":"IFERROR(IF(OR(C81=\"S\",C81=\"D\"),VLOOKUP(B81,'Seasonal Customer Count'!$B:$I,4,FALSE),IF(C81=\"W\",VLOOKUP(B81,'Seasonal Customer Count'!$B:$P,12,FALSE),\"Check\")),0)","v":2},{"$f":"IFERROR(IF(OR(C81=\"S\",C81=\"D\"),VLOOKUP(B81,'Seasonal Customer Count'!$B:$P,5,FALSE),IF(C81=\"W\",VLOOKUP(B81,'Seasonal Customer Count'!$B:$P,13,FALSE),\"Check\")),0)","v":7},{"$f":"IFERROR(IF(OR(C81=\"S\",C81=\"D\"),VLOOKUP(B81,'Seasonal Customer Count'!$B:$P,6,FALSE),IF(C81=\"W\",VLOOKUP(B81,'Seasonal Customer Count'!$B:$P,14,FALSE),\"Check\")),0)","v":8},{"$f":"IFERROR(IF(OR(C81=\"S\",C81=\"D\"),VLOOKUP(B81,'Seasonal Customer Count'!$B:$P,7,FALSE),IF(C81=\"W\",VLOOKUP(B81,'Seasonal Customer Count'!$B:$P,15,FALSE),\"Check\")),0)","v":0},{"$f":"IFERROR(IF(OR(C81=\"S\",C81=\"D\"),VLOOKUP(B81,'Seasonal Customer Count'!$B:$P,8,FALSE),IF(C81=\"W\",VLOOKUP(B81,'Seasonal Customer Count'!$B:$P,16,FALSE),\"Check\")),0)","v":8},{"$f":"Summary!$D$8*(K81*'Average Project Size'!$F$6+L81*'Average Project Size'!$F$7+M81*'Average Project Size'!$F$8+N81*'Average Project Size'!$F$10+O81*'Average Project Size'!$F$9)/1000","v":7.0570142107886404E-3},{"$f":"Summary!$D$8*(K81*F81*'Average Project Size'!$F$6+L81*G81*'Average Project Size'!$F$7+M81*H81*'Average Project Size'!$F$8+N81*I81*'Average Project Size'!$F$10+O81*J81*'Average Project Size'!$F$9)/1000","v":3.1602303067729061E-3}]
[null,{"$f":"'Peak Identification'!B80","v":"BNET T-061"},{"$f":"'Peak Identification'!D80","v":"S"},{"$f":"'Peak Identification'!E80","v":16},{"$f":"VLOOKUP($D82,'DER Output'!$S$17:$X$41,6,FALSE)","v":0.22644022312513051},{"$f":"IF($C82=\"S\",VLOOKUP($D82,'DER Output'!$S$18:$W$41,2,FALSE),VLOOKUP($D82,'DER Output'!$S$18:$W$41,3,FALSE))","v":0.44781407722569133},{"$f":"IF($C82=\"S\",VLOOKUP($D82,'DER Output'!$S$18:$W$41,4,FALSE),VLOOKUP($D82,'DER Output'!$S$18:$W$41,5,FALSE))","v":0.44781407722569133},{"$f":"IF($C82=\"S\",VLOOKUP($D82,'DER Output'!$S$18:$W$41,4,FALSE),VLOOKUP($D82,'DER Output'!$S$18:$W$41,5,FALSE))","v":0.44781407722569133},{"$f":"IF($C82=\"S\",VLOOKUP($D82,'DER Output'!$S$18:$W$41,4,FALSE),VLOOKUP($D82,'DER Output'!$S$18:$W$41,5,FALSE))","v":0.44781407722569133},{"$f":"IF($C82=\"S\",VLOOKUP($D82,'DER Output'!$S$18:$W$41,4,FALSE),VLOOKUP($D82,'DER Output'!$S$18:$W$41,5,FALSE))","v":0.44781407722569133},{"$f":"IFERROR(IF(OR(C82=\"S\",C82=\"D\"),VLOOKUP(B82,'Seasonal Customer Count'!$B:$I,4,FALSE),IF(C82=\"W\",VLOOKUP(B82,'Seasonal Customer Count'!$B:$P,12,FALSE),\"Check\")),0)","v":2},{"$f":"IFERROR(IF(OR(C82=\"S\",C82=\"D\"),VLOOKUP(B82,'Seasonal Customer Count'!$B:$P,5,FALSE),IF(C82=\"W\",VLOOKUP(B82,'Seasonal Customer Count'!$B:$P,13,FALSE),\"Check\")),0)","v":7},{"$f":"IFERROR(IF(OR(C82=\"S\",C82=\"D\"),VLOOKUP(B82,'Seasonal Customer Count'!$B:$P,6,FALSE),IF(C82=\"W\",VLOOKUP(B82,'Seasonal Customer Count'!$B:$P,14,FALSE),\"Check\")),0)","v":8},{"$f":"IFERROR(IF(OR(C82=\"S\",C82=\"D\"),VLOOKUP(B82,'Seasonal Customer Count'!$B:$P,7,FALSE),IF(C82=\"W\",VLOOKUP(B82,'Seasonal Customer Count'!$B:$P,15,FALSE),\"Check\")),0)","v":0},{"$f":"IFERROR(IF(OR(C82=\"S\",C82=\"D\"),VLOOKUP(B82,'Seasonal Customer Count'!$B:$P,8,FALSE),IF(C82=\"W\",VLOOKUP(B82,'Seasonal Customer Count'!$B:$P,16,FALSE),\"Check\")),0)","v":8},{"$f":"Summary!$D$8*(K82*'Average Project Size'!$F$6+L82*'Average Project Size'!$F$7+M82*'Average Project Size'!$F$8+N82*'Average Project Size'!$F$10+O82*'Average Project Size'!$F$9)/1000","v":7.0570142107886404E-3},{"$f":"Summary!$D$8*(K82*F82*'Average Project Size'!$F$6+L82*G82*'Average Project Size'!$F$7+M82*H82*'Average Project Size'!$F$8+N82*I82*'Average Project Size'!$F$10+O82*J82*'Average Project Size'!$F$9)/1000","v":3.1602303067729061E-3}]
[null,{"$f":"'Peak Identification'!B81","v":"BNLT11"},{"$f":"'Peak Identification'!D81","v":"S"},{"$f":"'Peak Identification'!E81","v":17},{"$f":"VLOOKUP($D83,'DER Output'!$S$17:$X$41,6,FALSE)","v":0.19174838710475617},{"$f":"IF($C83=\"S\",VLOOKUP($D83,'DER Output'!$S$18:$W$41,2,FALSE),VLOOKUP($D83,'DER Output'!$S$18:$W$41,3,FALSE))","v":0.30300399777640191},{"$f":"IF($C83=\"S\",VLOOKUP($D83,'DER Output'!$S$18:$W$41,4,FALSE),VLOOKUP($D83,'DER Output'!$S$18:$W$41,5,FALSE))","v":0.30300399777640191},{"$f":"IF($C83=\"S\",VLOOKUP($D83,'DER Output'!$S$18:$W$41,4,FALSE),VLOOKUP($D83,'DER Output'!$S$18:$W$41,5,FALSE))","v":0.30300399777640191},{"$f":"IF($C83=\"S\",VLOOKUP($D83,'DER Output'!$S$18:$W$41,4,FALSE),VLOOKUP($D83,'DER Output'!$S$18:$W$41,5,FALSE))","v":0.30300399777640191},{"$f":"IF($C83=\"S\",VLOOKUP($D83,'DER Output'!$S$18:$W$41,4,FALSE),VLOOKUP($D83,'DER Output'!$S$18:$W$41,5,FALSE))","v":0.30300399777640191},{"$f":"IFERROR(IF(OR(C83=\"S\",C83=\"D\"),VLOOKUP(B83,'Seasonal Customer Count'!$B:$I,4,FALSE),IF(C83=\"W\",VLOOKUP(B83,'Seasonal Customer Count'!$B:$P,12,FALSE),\"Check\")),0)","v":443},{"$f":"IFERROR(IF(OR(C83=\"S\",C83=\"D\"),VLOOKUP(B83,'Seasonal Customer Count'!$B:$P,5,FALSE),IF(C83=\"W\",VLOOKUP(B83,'Seasonal Customer Count'!$B:$P,13,FALSE),\"Check\")),0)","v":13},{"$f":"IFERROR(IF(OR(C83=\"S\",C83=\"D\"),VLOOKUP(B83,'Seasonal Customer Count'!$B:$P,6,FALSE),IF(C83=\"W\",VLOOKUP(B83,'Seasonal Customer Count'!$B:$P,14,FALSE),\"Check\")),0)","v":24},{"$f":"IFERROR(IF(OR(C83=\"S\",C83=\"D\"),VLOOKUP(B83,'Seasonal Customer Count'!$B:$P,7,FALSE),IF(C83=\"W\",VLOOKUP(B83,'Seasonal Customer Count'!$B:$P,15,FALSE),\"Check\")),0)","v":0},{"$f":"IFERROR(IF(OR(C83=\"S\",C83=\"D\"),VLOOKUP(B83,'Seasonal Customer Count'!$B:$P,8,FALSE),IF(C83=\"W\",VLOOKUP(B83,'Seasonal Customer Count'!$B:$P,16,FALSE),\"Check\")),0)","v":24},{"$f":"Summary!$D$8*(K83*'Average Project Size'!$F$6+L83*'Average Project Size'!$F$7+M83*'Average Project Size'!$F$8+N83*'Average Project Size'!$F$10+O83*'Average Project Size'!$F$9)/1000","v":3.7953873291469417E-2},{"$f":"Summary!$D$8*(K83*F83*'Average Project Size'!$F$6+L83*G83*'Average Project Size'!$F$7+M83*H83*'Average Project Size'!$F$8+N83*I83*'Average Project Size'!$F$10+O83*J83*'Average Project Size'!$F$9)/1000","v":1.1500175338414239E-2}]
[null,{"$f":"'Peak Identification'!B82","v":"BNLT12"},{"$f":"'Peak Identification'!D82","v":"S"},{"$f":"'Peak Identification'!E82","v":19},{"$f":"VLOOKUP($D84,'DER Output'!$S$17:$X$41,6,FALSE)","v":0.11066797934994306},{"$f":"IF($C84=\"S\",VLOOKUP($D84,'DER Output'!$S$18:$W$41,2,FALSE),VLOOKUP($D84,'DER Output'!$S$18:$W$41,3,FALSE))","v":7.5840560103576066E-2},{"$f":"IF($C84=\"S\",VLOOKUP($D84,'DER Output'!$S$18:$W$41,4,FALSE),VLOOKUP($D84,'DER Output'!$S$18:$W$41,5,FALSE))","v":7.5840560103576066E-2},{"$f":"IF($C84=\"S\",VLOOKUP($D84,'DER Output'!$S$18:$W$41,4,FALSE),VLOOKUP($D84,'DER Output'!$S$18:$W$41,5,FALSE))","v":7.5840560103576066E-2},{"$f":"IF($C84=\"S\",VLOOKUP($D84,'DER Output'!$S$18:$W$41,4,FALSE),VLOOKUP($D84,'DER Output'!$S$18:$W$41,5,FALSE))","v":7.5840560103576066E-2},{"$f":"IF($C84=\"S\",VLOOKUP($D84,'DER Output'!$S$18:$W$41,4,FALSE),VLOOKUP($D84,'DER Output'!$S$18:$W$41,5,FALSE))","v":7.5840560103576066E-2},{"$f":"IFERROR(IF(OR(C84=\"S\",C84=\"D\"),VLOOKUP(B84,'Seasonal Customer Count'!$B:$I,4,FALSE),IF(C84=\"W\",VLOOKUP(B84,'Seasonal Customer Count'!$B:$P,12,FALSE),\"Check\")),0)","v":204},{"$f":"IFERROR(IF(OR(C84=\"S\",C84=\"D\"),VLOOKUP(B84,'Seasonal Customer Count'!$B:$P,5,FALSE),IF(C84=\"W\",VLOOKUP(B84,'Seasonal Customer Count'!$B:$P,13,FALSE),\"Check\")),0)","v":10},{"$f":"IFERROR(IF(OR(C84=\"S\",C84=\"D\"),VLOOKUP(B84,'Seasonal Customer Count'!$B:$P,6,FALSE),IF(C84=\"W\",VLOOKUP(B84,'Seasonal Customer Count'!$B:$P,14,FALSE),\"Check\")),0)","v":7},{"$f":"IFERROR(IF(OR(C84=\"S\",C84=\"D\"),VLOOKUP(B84,'Seasonal Customer Count'!$B:$P,7,FALSE),IF(C84=\"W\",VLOOKUP(B84,'Seasonal Customer Count'!$B:$P,15,FALSE),\"Check\")),0)","v":0},{"$f":"IFERROR(IF(OR(C84=\"S\",C84=\"D\"),VLOOKUP(B84,'Seasonal Customer Count'!$B:$P,8,FALSE),IF(C84=\"W\",VLOOKUP(B84,'Seasonal Customer Count'!$B:$P,16,FALSE),\"Check\")),0)","v":7},{"$f":"Summary!$D$8*(K84*'Average Project Size'!$F$6+L84*'Average Project Size'!$F$7+M84*'Average Project Size'!$F$8+N84*'Average Project Size'!$F$10+O84*'Average Project Size'!$F$9)/1000","v":1.4498013927501956E-2},{"$f":"Summary!$D$8*(K84*F84*'Average Project Size'!$F$6+L84*G84*'Average Project Size'!$F$7+M84*H84*'Average Project Size'!$F$8+N84*I84*'Average Project Size'!$F$10+O84*J84*'Average Project Size'!$F$9)/1000","v":1.099537496651195E-3}]
[null,{"$f":"'Peak Identification'!B83","v":"BNLT13"},{"$f":"'Peak Identification'!D83","v":"S"},{"$f":"'Peak Identification'!E83","v":18},{"$f":"VLOOKUP($D85,'DER Output'!$S$17:$X$41,6,FALSE)","v":0.16032398020038169},{"$f":"IF($C85=\"S\",VLOOKUP($D85,'DER Output'!$S$18:$W$41,2,FALSE),VLOOKUP($D85,'DER Output'!$S$18:$W$41,3,FALSE))","v":0.17224423800777711},{"$f":"IF($C85=\"S\",VLOOKUP($D85,'DER Output'!$S$18:$W$41,4,FALSE),VLOOKUP($D85,'DER Output'!$S$18:$W$41,5,FALSE))","v":0.17224423800777711},{"$f":"IF($C85=\"S\",VLOOKUP($D85,'DER Output'!$S$18:$W$41,4,FALSE),VLOOKUP($D85,'DER Output'!$S$18:$W$41,5,FALSE))","v":0.17224423800777711},{"$f":"IF($C85=\"S\",VLOOKUP($D85,'DER Output'!$S$18:$W$41,4,FALSE),VLOOKUP($D85,'DER Output'!$S$18:$W$41,5,FALSE))","v":0.17224423800777711},{"$f":"IF($C85=\"S\",VLOOKUP($D85,'DER Output'!$S$18:$W$41,4,FALSE),VLOOKUP($D85,'DER Output'!$S$18:$W$41,5,FALSE))","v":0.17224423800777711},{"$f":"IFERROR(IF(OR(C85=\"S\",C85=\"D\"),VLOOKUP(B85,'Seasonal Customer Count'!$B:$I,4,FALSE),IF(C85=\"W\",VLOOKUP(B85,'Seasonal Customer Count'!$B:$P,12,FALSE),\"Check\")),0)","v":36},{"$f":"IFERROR(IF(OR(C85=\"S\",C85=\"D\"),VLOOKUP(B85,'Seasonal Customer Count'!$B:$P,5,FALSE),IF(C85=\"W\",VLOOKUP(B85,'Seasonal Customer Count'!$B:$P,13,FALSE),\"Check\")),0)","v":1},{"$f":"IFERROR(IF(OR(C85=\"S\",C85=\"D\"),VLOOKUP(B85,'Seasonal Customer Count'!$B:$P,6,FALSE),IF(C85=\"W\",VLOOKUP(B85,'Seasonal Customer Count'!$B:$P,14,FALSE),\"Check\")),0)","v":3},{"$f":"IFERROR(IF(OR(C85=\"S\",C85=\"D\"),VLOOKUP(B85,'Seasonal Customer Count'!$B:$P,7,FALSE),IF(C85=\"W\",VLOOKUP(B85,'Seasonal Customer Count'!$B:$P,15,FALSE),\"Check\")),0)","v":0},{"$f":"IFERROR(IF(OR(C85=\"S\",C85=\"D\"),VLOOKUP(B85,'Seasonal Customer Count'!$B:$P,8,FALSE),IF(C85=\"W\",VLOOKUP(B85,'Seasonal Customer Count'!$B:$P,16,FALSE),\"Check\")),0)","v":5},{"$f":"Summary!$D$8*(K85*'Average Project Size'!$F$6+L85*'Average Project Size'!$F$7+M85*'Average Project Size'!$F$8+N85*'Average Project Size'!$F$10+O85*'Average Project Size'!$F$9)/1000","v":5.2003445860122734E-3},{"$f":"Summary!$D$8*(K85*F85*'Average Project Size'!$F$6+L85*G85*'Average Project Size'!$F$7+M85*H85*'Average Project Size'!$F$8+N85*I85*'Average Project Size'!$F$10+O85*J85*'Average Project Size'!$F$9)/1000","v":8.9572939059555314E-4}]
[null,{"$f":"'Peak Identification'!B84","v":"BNLT14"},{"$f":"'Peak Identification'!D84","v":"S"},{"$f":"'Peak Identification'!E84","v":17},{"$f":"VLOOKUP($D86,'DER Output'!$S$17:$X$41,6,FALSE)","v":0.19174838710475617},{"$f":"IF($C86=\"S\",VLOOKUP($D86,'DER Output'!$S$18:$W$41,2,FALSE),VLOOKUP($D86,'DER Output'!$S$18:$W$41,3,FALSE))","v":0.30300399777640191},{"$f":"IF($C86=\"S\",VLOOKUP($D86,'DER Output'!$S$18:$W$41,4,FALSE),VLOOKUP($D86,'DER Output'!$S$18:$W$41,5,FALSE))","v":0.30300399777640191},{"$f":"IF($C86=\"S\",VLOOKUP($D86,'DER Output'!$S$18:$W$41,4,FALSE),VLOOKUP($D86,'DER Output'!$S$18:$W$41,5,FALSE))","v":0.30300399777640191},{"$f":"IF($C86=\"S\",VLOOKUP($D86,'DER Output'!$S$18:$W$41,4,FALSE),VLOOKUP($D86,'DER Output'!$S$18:$W$41,5,FALSE))","v":0.30300399777640191},{"$f":"IF($C86=\"S\",VLOOKUP($D86,'DER Output'!$S$18:$W$41,4,FALSE),VLOOKUP($D86,'DER Output'!$S$18:$W$41,5,FALSE))","v":0.30300399777640191},{"$f":"IFERROR(IF(OR(C86=\"S\",C86=\"D\"),VLOOKUP(B86,'Seasonal Customer Count'!$B:$I,4,FALSE),IF(C86=\"W\",VLOOKUP(B86,'Seasonal Customer Count'!$B:$P,12,FALSE),\"Check\")),0)","v":0},{"$f":"IFERROR(IF(OR(C86=\"S\",C86=\"D\"),VLOOKUP(B86,'Seasonal Customer Count'!$B:$P,5,FALSE),IF(C86=\"W\",VLOOKUP(B86,'Seasonal Customer Count'!$B:$P,13,FALSE),\"Check\")),0)","v":0},{"$f":"IFERROR(IF(OR(C86=\"S\",C86=\"D\"),VLOOKUP(B86,'Seasonal Customer Count'!$B:$P,6,FALSE),IF(C86=\"W\",VLOOKUP(B86,'Seasonal Customer Count'!$B:$P,14,FALSE),\"Check\")),0)","v":0},{"$f":"IFERROR(IF(OR(C86=\"S\",C86=\"D\"),VLOOKUP(B86,'Seasonal Customer Count'!$B:$P,7,FALSE),IF(C86=\"W\",VLOOKUP(B86,'Seasonal Customer Count'!$B:$P,15,FALSE),\"Check\")),0)","v":0},{"$f":"IFERROR(IF(OR(C86=\"S\",C86=\"D\"),VLOOKUP(B86,'Seasonal Customer Count'!$B:$P,8,FALSE),IF(C86=\"W\",VLOOKUP(B86,'Seasonal Customer Count'!$B:$P,16,FALSE),\"Check\")),0)","v":0},{"$f":"Summary!$D$8*(K86*'Average Project Size'!$F$6+L86*'Average Project Size'!$F$7+M86*'Average Project Size'!$F$8+N86*'Average Project Size'!$F$10+O86*'Average Project Size'!$F$9)/1000","v":0},{"$f":"Summary!$D$8*(K86*F86*'Average Project Size'!$F$6+L86*G86*'Average Project Size'!$F$7+M86*H86*'Average Project Size'!$F$8+N86*I86*'Average Project Size'!$F$10+O86*J86*'Average Project Size'!$F$9)/1000","v":0}]
[null,{"$f":"'Peak Identification'!B85","v":"BNLT T-131"},{"$f":"'Peak Identification'!D85","v":"S"},{"$f":"'Peak Identification'!E85","v":18},{"$f":"VLOOKUP($D87,'DER Output'!$S$17:$X$41,6,FALSE)","v":0.16032398020038169},{"$f":"IF($C87=\"S\",VLOOKUP($D87,'DER Output'!$S$18:$W$41,2,FALSE),VLOOKUP($D87,'DER Output'!$S$18:$W$41,3,FALSE))","v":0.17224423800777711},{"$f":"IF($C87=\"S\",VLOOKUP($D87,'DER Output'!$S$18:$W$41,4,FALSE),VLOOKUP($D87,'DER Output'!$S$18:$W$41,5,FALSE))","v":0.17224423800777711},{"$f":"IF($C87=\"S\",VLOOKUP($D87,'DER Output'!$S$18:$W$41,4,FALSE),VLOOKUP($D87,'DER Output'!$S$18:$W$41,5,FALSE))","v":0.17224423800777711},{"$f":"IF($C87=\"S\",VLOOKUP($D87,'DER Output'!$S$18:$W$41,4,FALSE),VLOOKUP($D87,'DER Output'!$S$18:$W$41,5,FALSE))","v":0.17224423800777711},{"$f":"IF($C87=\"S\",VLOOKUP($D87,'DER Output'!$S$18:$W$41,4,FALSE),VLOOKUP($D87,'DER Output'!$S$18:$W$41,5,FALSE))","v":0.17224423800777711},{"$f":"IFERROR(IF(OR(C87=\"S\",C87=\"D\"),VLOOKUP(B87,'Seasonal Customer Count'!$B:$I,4,FALSE),IF(C87=\"W\",VLOOKUP(B87,'Seasonal Customer Count'!$B:$P,12,FALSE),\"Check\")),0)","v":683},{"$f":"IFERROR(IF(OR(C87=\"S\",C87=\"D\"),VLOOKUP(B87,'Seasonal Customer Count'!$B:$P,5,FALSE),IF(C87=\"W\",VLOOKUP(B87,'Seasonal Customer Count'!$B:$P,13,FALSE),\"Check\")),0)","v":24},{"$f":"IFERROR(IF(OR(C87=\"S\",C87=\"D\"),VLOOKUP(B87,'Seasonal Customer Count'!$B:$P,6,FALSE),IF(C87=\"W\",VLOOKUP(B87,'Seasonal Customer Count'!$B:$P,14,FALSE),\"Check\")),0)","v":34},{"$f":"IFERROR(IF(OR(C87=\"S\",C87=\"D\"),VLOOKUP(B87,'Seasonal Customer Count'!$B:$P,7,FALSE),IF(C87=\"W\",VLOOKUP(B87,'Seasonal Customer Count'!$B:$P,15,FALSE),\"Check\")),0)","v":0},{"$f":"IFERROR(IF(OR(C87=\"S\",C87=\"D\"),VLOOKUP(B87,'Seasonal Customer Count'!$B:$P,8,FALSE),IF(C87=\"W\",VLOOKUP(B87,'Seasonal Customer Count'!$B:$P,16,FALSE),\"Check\")),0)","v":36},{"$f":"Summary!$D$8*(K87*'Average Project Size'!$F$6+L87*'Average Project Size'!$F$7+M87*'Average Project Size'!$F$8+N87*'Average Project Size'!$F$10+O87*'Average Project Size'!$F$9)/1000","v":5.7652231804983647E-2},{"$f":"Summary!$D$8*(K87*F87*'Average Project Size'!$F$6+L87*G87*'Average Project Size'!$F$7+M87*H87*'Average Project Size'!$F$8+N87*I87*'Average Project Size'!$F$10+O87*J87*'Average Project Size'!$F$9)/1000","v":9.9302647366971402E-3}]
[null,{"$f":"'Peak Identification'!B86","v":"BOBN41"},{"$f":"'Peak Identification'!D86","v":"S"},{"$f":"'Peak Identification'!E86","v":18},{"$f":"VLOOKUP($D88,'DER Output'!$S$17:$X$41,6,FALSE)","v":0.16032398020038169},{"$f":"IF($C88=\"S\",VLOOKUP($D88,'DER Output'!$S$18:$W$41,2,FALSE),VLOOKUP($D88,'DER Output'!$S$18:$W$41,3,FALSE))","v":0.17224423800777711},{"$f":"IF($C88=\"S\",VLOOKUP($D88,'DER Output'!$S$18:$W$41,4,FALSE),VLOOKUP($D88,'DER Output'!$S$18:$W$41,5,FALSE))","v":0.17224423800777711},{"$f":"IF($C88=\"S\",VLOOKUP($D88,'DER Output'!$S$18:$W$41,4,FALSE),VLOOKUP($D88,'DER Output'!$S$18:$W$41,5,FALSE))","v":0.17224423800777711},{"$f":"IF($C88=\"S\",VLOOKUP($D88,'DER Output'!$S$18:$W$41,4,FALSE),VLOOKUP($D88,'DER Output'!$S$18:$W$41,5,FALSE))","v":0.17224423800777711},{"$f":"IF($C88=\"S\",VLOOKUP($D88,'DER Output'!$S$18:$W$41,4,FALSE),VLOOKUP($D88,'DER Output'!$S$18:$W$41,5,FALSE))","v":0.17224423800777711},{"$f":"IFERROR(IF(OR(C88=\"S\",C88=\"D\"),VLOOKUP(B88,'Seasonal Customer Count'!$B:$I,4,FALSE),IF(C88=\"W\",VLOOKUP(B88,'Seasonal Customer Count'!$B:$P,12,FALSE),\"Check\")),0)","v":1271},{"$f":"IFERROR(IF(OR(C88=\"S\",C88=\"D\"),VLOOKUP(B88,'Seasonal Customer Count'!$B:$P,5,FALSE),IF(C88=\"W\",VLOOKUP(B88,'Seasonal Customer Count'!$B:$P,13,FALSE),\"Check\")),0)","v":14},{"$f":"IFERROR(IF(OR(C88=\"S\",C88=\"D\"),VLOOKUP(B88,'Seasonal Customer Count'!$B:$P,6,FALSE),IF(C88=\"W\",VLOOKUP(B88,'Seasonal Customer Count'!$B:$P,14,FALSE),\"Check\")),0)","v":9},{"$f":"IFERROR(IF(OR(C88=\"S\",C88=\"D\"),VLOOKUP(B88,'Seasonal Customer Count'!$B:$P,7,FALSE),IF(C88=\"W\",VLOOKUP(B88,'Seasonal Customer Count'!$B:$P,15,FALSE),\"Check\")),0)","v":4},{"$f":"IFERROR(IF(OR(C88=\"S\",C88=\"D\"),VLOOKUP(B88,'Seasonal Customer Count'!$B:$P,8,FALSE),IF(C88=\"W\",VLOOKUP(B88,'Seasonal Customer Count'!$B:$P,16,FALSE),\"Check\")),0)","v":1},{"$f":"Summary!$D$8*(K88*'Average Project Size'!$F$6+L88*'Average Project Size'!$F$7+M88*'Average Project Size'!$F$8+N88*'Average Project Size'!$F$10+O88*'Average Project Size'!$F$9)/1000","v":6.5471692082936517E-2},{"$f":"Summary!$D$8*(K88*F88*'Average Project Size'!$F$6+L88*G88*'Average Project Size'!$F$7+M88*H88*'Average Project Size'!$F$8+N88*I88*'Average Project Size'!$F$10+O88*J88*'Average Project Size'!$F$9)/1000","v":1.1277121713905214E-2}]
[null,{"$f":"'Peak Identification'!B87","v":"BOBN42"},{"$f":"'Peak Identification'!D87","v":"S"},{"$f":"'Peak Identification'!E87","v":17},{"$f":"VLOOKUP($D89,'DER Output'!$S$17:$X$41,6,FALSE)","v":0.19174838710475617},{"$f":"IF($C89=\"S\",VLOOKUP($D89,'DER Output'!$S$18:$W$41,2,FALSE),VLOOKUP($D89,'DER Output'!$S$18:$W$41,3,FALSE))","v":0.30300399777640191},{"$f":"IF($C89=\"S\",VLOOKUP($D89,'DER Output'!$S$18:$W$41,4,FALSE),VLOOKUP($D89,'DER Output'!$S$18:$W$41,5,FALSE))","v":0.30300399777640191},{"$f":"IF($C89=\"S\",VLOOKUP($D89,'DER Output'!$S$18:$W$41,4,FALSE),VLOOKUP($D89,'DER Output'!$S$18:$W$41,5,FALSE))","v":0.30300399777640191},{"$f":"IF($C89=\"S\",VLOOKUP($D89,'DER Output'!$S$18:$W$41,4,FALSE),VLOOKUP($D89,'DER Output'!$S$18:$W$41,5,FALSE))","v":0.30300399777640191},{"$f":"IF($C89=\"S\",VLOOKUP($D89,'DER Output'!$S$18:$W$41,4,FALSE),VLOOKUP($D89,'DER Output'!$S$18:$W$41,5,FALSE))","v":0.30300399777640191},{"$f":"IFERROR(IF(OR(C89=\"S\",C89=\"D\"),VLOOKUP(B89,'Seasonal Customer Count'!$B:$I,4,FALSE),IF(C89=\"W\",VLOOKUP(B89,'Seasonal Customer Count'!$B:$P,12,FALSE),\"Check\")),0)","v":1813},{"$f":"IFERROR(IF(OR(C89=\"S\",C89=\"D\"),VLOOKUP(B89,'Seasonal Customer Count'!$B:$P,5,FALSE),IF(C89=\"W\",VLOOKUP(B89,'Seasonal Customer Count'!$B:$P,13,FALSE),\"Check\")),0)","v":31},{"$f":"IFERROR(IF(OR(C89=\"S\",C89=\"D\"),VLOOKUP(B89,'Seasonal Customer Count'!$B:$P,6,FALSE),IF(C89=\"W\",VLOOKUP(B89,'Seasonal Customer Count'!$B:$P,14,FALSE),\"Check\")),0)","v":39},{"$f":"IFERROR(IF(OR(C89=\"S\",C89=\"D\"),VLOOKUP(B89,'Seasonal Customer Count'!$B:$P,7,FALSE),IF(C89=\"W\",VLOOKUP(B89,'Seasonal Customer Count'!$B:$P,15,FALSE),\"Check\")),0)","v":2},{"$f":"IFERROR(IF(OR(C89=\"S\",C89=\"D\"),VLOOKUP(B89,'Seasonal Customer Count'!$B:$P,8,FALSE),IF(C89=\"W\",VLOOKUP(B89,'Seasonal Customer Count'!$B:$P,16,FALSE),\"Check\")),0)","v":1},{"$f":"Summary!$D$8*(K89*'Average Project Size'!$F$6+L89*'Average Project Size'!$F$7+M89*'Average Project Size'!$F$8+N89*'Average Project Size'!$F$10+O89*'Average Project Size'!$F$9)/1000","v":8.7550125033603196E-2},{"$f":"Summary!$D$8*(K89*F89*'Average Project Size'!$F$6+L89*G89*'Average Project Size'!$F$7+M89*H89*'Average Project Size'!$F$8+N89*I89*'Average Project Size'!$F$10+O89*J89*'Average Project Size'!$F$9)/1000","v":2.652803789100561E-2}]
[null,{"$f":"'Peak Identification'!B88","v":"BOBN43"},{"$f":"'Peak Identification'!D88","v":"S"},{"$f":"'Peak Identification'!E88","v":10},{"$f":"VLOOKUP($D90,'DER Output'!$S$17:$X$41,6,FALSE)","v":0},{"$f":"IF($C90=\"S\",VLOOKUP($D90,'DER Output'!$S$18:$W$41,2,FALSE),VLOOKUP($D90,'DER Output'!$S$18:$W$41,3,FALSE))","v":0.49368339993884308},{"$f":"IF($C90=\"S\",VLOOKUP($D90,'DER Output'!$S$18:$W$41,4,FALSE),VLOOKUP($D90,'DER Output'!$S$18:$W$41,5,FALSE))","v":0.49368339993884308},{"$f":"IF($C90=\"S\",VLOOKUP($D90,'DER Output'!$S$18:$W$41,4,FALSE),VLOOKUP($D90,'DER Output'!$S$18:$W$41,5,FALSE))","v":0.49368339993884308},{"$f":"IF($C90=\"S\",VLOOKUP($D90,'DER Output'!$S$18:$W$41,4,FALSE),VLOOKUP($D90,'DER Output'!$S$18:$W$41,5,FALSE))","v":0.49368339993884308},{"$f":"IF($C90=\"S\",VLOOKUP($D90,'DER Output'!$S$18:$W$41,4,FALSE),VLOOKUP($D90,'DER Output'!$S$18:$W$41,5,FALSE))","v":0.49368339993884308},{"$f":"IFERROR(IF(OR(C90=\"S\",C90=\"D\"),VLOOKUP(B90,'Seasonal Customer Count'!$B:$I,4,FALSE),IF(C90=\"W\",VLOOKUP(B90,'Seasonal Customer Count'!$B:$P,12,FALSE),\"Check\")),0)","v":33},{"$f":"IFERROR(IF(OR(C90=\"S\",C90=\"D\"),VLOOKUP(B90,'Seasonal Customer Count'!$B:$P,5,FALSE),IF(C90=\"W\",VLOOKUP(B90,'Seasonal Customer Count'!$B:$P,13,FALSE),\"Check\")),0)","v":57},{"$f":"IFERROR(IF(OR(C90=\"S\",C90=\"D\"),VLOOKUP(B90,'Seasonal Customer Count'!$B:$P,6,FALSE),IF(C90=\"W\",VLOOKUP(B90,'Seasonal Customer Count'!$B:$P,14,FALSE),\"Check\")),0)","v":60},{"$f":"IFERROR(IF(OR(C90=\"S\",C90=\"D\"),VLOOKUP(B90,'Seasonal Customer Count'!$B:$P,7,FALSE),IF(C90=\"W\",VLOOKUP(B90,'Seasonal Customer Count'!$B:$P,15,FALSE),\"Check\")),0)","v":2},{"$f":"IFERROR(IF(OR(C90=\"S\",C90=\"D\"),VLOOKUP(B90,'Seasonal Customer Count'!$B:$P,8,FALSE),IF(C90=\"W\",VLOOKUP(B90,'Seasonal Customer Count'!$B:$P,16,FALSE),\"Check\")),0)","v":0},{"$f":"Summary!$D$8*(K90*'Average Project Size'!$F$6+L90*'Average Project Size'!$F$7+M90*'Average Project Size'!$F$8+N90*'Average Project Size'!$F$10+O90*'Average Project Size'!$F$9)/1000","v":2.1682412081204458E-2},{"$f":"Summary!$D$8*(K90*F90*'Average Project Size'!$F$6+L90*G90*'Average Project Size'!$F$7+M90*H90*'Average Project Size'!$F$8+N90*I90*'Average Project Size'!$F$10+O90*J90*'Average Project Size'!$F$9)/1000","v":1.0704246915124064E-2}]
[null,{"$f":"'Peak Identification'!B89","v":"BOBN44"},{"$f":"'Peak Identification'!D89","v":"S"},{"$f":"'Peak Identification'!E89","v":17},{"$f":"VLOOKUP($D91,'DER Output'!$S$17:$X$41,6,FALSE)","v":0.19174838710475617},{"$f":"IF($C91=\"S\",VLOOKUP($D91,'DER Output'!$S$18:$W$41,2,FALSE),VLOOKUP($D91,'DER Output'!$S$18:$W$41,3,FALSE))","v":0.30300399777640191},{"$f":"IF($C91=\"S\",VLOOKUP($D91,'DER Output'!$S$18:$W$41,4,FALSE),VLOOKUP($D91,'DER Output'!$S$18:$W$41,5,FALSE))","v":0.30300399777640191},{"$f":"IF($C91=\"S\",VLOOKUP($D91,'DER Output'!$S$18:$W$41,4,FALSE),VLOOKUP($D91,'DER Output'!$S$18:$W$41,5,FALSE))","v":0.30300399777640191},{"$f":"IF($C91=\"S\",VLOOKUP($D91,'DER Output'!$S$18:$W$41,4,FALSE),VLOOKUP($D91,'DER Output'!$S$18:$W$41,5,FALSE))","v":0.30300399777640191},{"$f":"IF($C91=\"S\",VLOOKUP($D91,'DER Output'!$S$18:$W$41,4,FALSE),VLOOKUP($D91,'DER Output'!$S$18:$W$41,5,FALSE))","v":0.30300399777640191},{"$f":"IFERROR(IF(OR(C91=\"S\",C91=\"D\"),VLOOKUP(B91,'Seasonal Customer Count'!$B:$I,4,FALSE),IF(C91=\"W\",VLOOKUP(B91,'Seasonal Customer Count'!$B:$P,12,FALSE),\"Check\")),0)","v":2498},{"$f":"IFERROR(IF(OR(C91=\"S\",C91=\"D\"),VLOOKUP(B91,'Seasonal Customer Count'!$B:$P,5,FALSE),IF(C91=\"W\",VLOOKUP(B91,'Seasonal Customer Count'!$B:$P,13,FALSE),\"Check\")),0)","v":40},{"$f":"IFERROR(IF(OR(C91=\"S\",C91=\"D\"),VLOOKUP(B91,'Seasonal Customer Count'!$B:$P,6,FALSE),IF(C91=\"W\",VLOOKUP(B91,'Seasonal Customer Count'!$B:$P,14,FALSE),\"Check\")),0)","v":59},{"$f":"IFERROR(IF(OR(C91=\"S\",C91=\"D\"),VLOOKUP(B91,'Seasonal Customer Count'!$B:$P,7,FALSE),IF(C91=\"W\",VLOOKUP(B91,'Seasonal Customer Count'!$B:$P,15,FALSE),\"Check\")),0)","v":0},{"$f":"IFERROR(IF(OR(C91=\"S\",C91=\"D\"),VLOOKUP(B91,'Seasonal Customer Count'!$B:$P,8,FALSE),IF(C91=\"W\",VLOOKUP(B91,'Seasonal Customer Count'!$B:$P,16,FALSE),\"Check\")),0)","v":0},{"$f":"Summary!$D$8*(K91*'Average Project Size'!$F$6+L91*'Average Project Size'!$F$7+M91*'Average Project Size'!$F$8+N91*'Average Project Size'!$F$10+O91*'Average Project Size'!$F$9)/1000","v":0.11236980362937976},{"$f":"Summary!$D$8*(K91*F91*'Average Project Size'!$F$6+L91*G91*'Average Project Size'!$F$7+M91*H91*'Average Project Size'!$F$8+N91*I91*'Average Project Size'!$F$10+O91*J91*'Average Project Size'!$F$9)/1000","v":3.4048499729051315E-2}]
[null,{"$f":"'Peak Identification'!B90","v":"BOBN45"},{"$f":"'Peak Identification'!D90","v":"S"},{"$f":"'Peak Identification'!E90","v":15},{"$f":"VLOOKUP($D92,'DER Output'!$S$17:$X$41,6,FALSE)","v":0.24675324675324678},{"$f":"IF($C92=\"S\",VLOOKUP($D92,'DER Output'!$S$18:$W$41,2,FALSE),VLOOKUP($D92,'DER Output'!$S$18:$W$41,3,FALSE))","v":0.57498529407079435},{"$f":"IF($C92=\"S\",VLOOKUP($D92,'DER Output'!$S$18:$W$41,4,FALSE),VLOOKUP($D92,'DER Output'!$S$18:$W$41,5,FALSE))","v":0.57498529407079435},{"$f":"IF($C92=\"S\",VLOOKUP($D92,'DER Output'!$S$18:$W$41,4,FALSE),VLOOKUP($D92,'DER Output'!$S$18:$W$41,5,FALSE))","v":0.57498529407079435},{"$f":"IF($C92=\"S\",VLOOKUP($D92,'DER Output'!$S$18:$W$41,4,FALSE),VLOOKUP($D92,'DER Output'!$S$18:$W$41,5,FALSE))","v":0.57498529407079435},{"$f":"IF($C92=\"S\",VLOOKUP($D92,'DER Output'!$S$18:$W$41,4,FALSE),VLOOKUP($D92,'DER Output'!$S$18:$W$41,5,FALSE))","v":0.57498529407079435},{"$f":"IFERROR(IF(OR(C92=\"S\",C92=\"D\"),VLOOKUP(B92,'Seasonal Customer Count'!$B:$I,4,FALSE),IF(C92=\"W\",VLOOKUP(B92,'Seasonal Customer Count'!$B:$P,12,FALSE),\"Check\")),0)","v":1934},{"$f":"IFERROR(IF(OR(C92=\"S\",C92=\"D\"),VLOOKUP(B92,'Seasonal Customer Count'!$B:$P,5,FALSE),IF(C92=\"W\",VLOOKUP(B92,'Seasonal Customer Count'!$B:$P,13,FALSE),\"Check\")),0)","v":110},{"$f":"IFERROR(IF(OR(C92=\"S\",C92=\"D\"),VLOOKUP(B92,'Seasonal Customer Count'!$B:$P,6,FALSE),IF(C92=\"W\",VLOOKUP(B92,'Seasonal Customer Count'!$B:$P,14,FALSE),\"Check\")),0)","v":101},{"$f":"IFERROR(IF(OR(C92=\"S\",C92=\"D\"),VLOOKUP(B92,'Seasonal Customer Count'!$B:$P,7,FALSE),IF(C92=\"W\",VLOOKUP(B92,'Seasonal Customer Count'!$B:$P,15,FALSE),\"Check\")),0)","v":0},{"$f":"IFERROR(IF(OR(C92=\"S\",C92=\"D\"),VLOOKUP(B92,'Seasonal Customer Count'!$B:$P,8,FALSE),IF(C92=\"W\",VLOOKUP(B92,'Seasonal Customer Count'!$B:$P,16,FALSE),\"Check\")),0)","v":0},{"$f":"Summary!$D$8*(K92*'Average Project Size'!$F$6+L92*'Average Project Size'!$F$7+M92*'Average Project Size'!$F$8+N92*'Average Project Size'!$F$10+O92*'Average Project Size'!$F$9)/1000","v":0.10230982863534745},{"$f":"Summary!$D$8*(K92*F92*'Average Project Size'!$F$6+L92*G92*'Average Project Size'!$F$7+M92*H92*'Average Project Size'!$F$8+N92*I92*'Average Project Size'!$F$10+O92*J92*'Average Project Size'!$F$9)/1000","v":5.8826646904227821E-2}]
[null,{"$f":"'Peak Identification'!B91","v":"BOBN T-131"},{"$f":"'Peak Identification'!D91","v":"S"},{"$f":"'Peak Identification'!E91","v":14},{"$f":"VLOOKUP($D93,'DER Output'!$S$17:$X$41,6,FALSE)","v":0.26694349499860076},{"$f":"IF($C93=\"S\",VLOOKUP($D93,'DER Output'!$S$18:$W$41,2,FALSE),VLOOKUP($D93,'DER Output'!$S$18:$W$41,3,FALSE))","v":0.65426593965075153},{"$f":"IF($C93=\"S\",VLOOKUP($D93,'DER Output'!$S$18:$W$41,4,FALSE),VLOOKUP($D93,'DER Output'!$S$18:$W$41,5,FALSE))","v":0.65426593965075153},{"$f":"IF($C93=\"S\",VLOOKUP($D93,'DER Output'!$S$18:$W$41,4,FALSE),VLOOKUP($D93,'DER Output'!$S$18:$W$41,5,FALSE))","v":0.65426593965075153},{"$f":"IF($C93=\"S\",VLOOKUP($D93,'DER Output'!$S$18:$W$41,4,FALSE),VLOOKUP($D93,'DER Output'!$S$18:$W$41,5,FALSE))","v":0.65426593965075153},{"$f":"IF($C93=\"S\",VLOOKUP($D93,'DER Output'!$S$18:$W$41,4,FALSE),VLOOKUP($D93,'DER Output'!$S$18:$W$41,5,FALSE))","v":0.65426593965075153},{"$f":"IFERROR(IF(OR(C93=\"S\",C93=\"D\"),VLOOKUP(B93,'Seasonal Customer Count'!$B:$I,4,FALSE),IF(C93=\"W\",VLOOKUP(B93,'Seasonal Customer Count'!$B:$P,12,FALSE),\"Check\")),0)","v":0},{"$f":"IFERROR(IF(OR(C93=\"S\",C93=\"D\"),VLOOKUP(B93,'Seasonal Customer Count'!$B:$P,5,FALSE),IF(C93=\"W\",VLOOKUP(B93,'Seasonal Customer Count'!$B:$P,13,FALSE),\"Check\")),0)","v":0},{"$f":"IFERROR(IF(OR(C93=\"S\",C93=\"D\"),VLOOKUP(B93,'Seasonal Customer Count'!$B:$P,6,FALSE),IF(C93=\"W\",VLOOKUP(B93,'Seasonal Customer Count'!$B:$P,14,FALSE),\"Check\")),0)","v":0},{"$f":"IFERROR(IF(OR(C93=\"S\",C93=\"D\"),VLOOKUP(B93,'Seasonal Customer Count'!$B:$P,7,FALSE),IF(C93=\"W\",VLOOKUP(B93,'Seasonal Customer Count'!$B:$P,15,FALSE),\"Check\")),0)","v":0},{"$f":"IFERROR(IF(OR(C93=\"S\",C93=\"D\"),VLOOKUP(B93,'Seasonal Customer Count'!$B:$P,8,FALSE),IF(C93=\"W\",VLOOKUP(B93,'Seasonal Customer Count'!$B:$P,16,FALSE),\"Check\")),0)","v":0},{"$f":"Summary!$D$8*(K93*'Average Project Size'!$F$6+L93*'Average Project Size'!$F$7+M93*'Average Project Size'!$F$8+N93*'Average Project Size'!$F$10+O93*'Average Project Size'!$F$9)/1000","v":0},{"$f":"Summary!$D$8*(K93*F93*'Average Project Size'!$F$6+L93*G93*'Average Project Size'!$F$7+M93*H93*'Average Project Size'!$F$8+N93*I93*'Average Project Size'!$F$10+O93*J93*'Average Project Size'!$F$9)/1000","v":0}]
[null,{"$f":"'Peak Identification'!B92","v":"BOBN T-132"},{"$f":"'Peak Identification'!D92","v":"W"},{"$f":"'Peak Identification'!E92","v":16},{"$f":"VLOOKUP($D94,'DER Output'!$S$17:$X$41,6,FALSE)","v":0.22644022312513051},{"$f":"IF($C94=\"S\",VLOOKUP($D94,'DER Output'!$S$18:$W$41,2,FALSE),VLOOKUP($D94,'DER Output'!$S$18:$W$41,3,FALSE))","v":8.1567307668477237E-2},{"$f":"IF($C94=\"S\",VLOOKUP($D94,'DER Output'!$S$18:$W$41,4,FALSE),VLOOKUP($D94,'DER Output'!$S$18:$W$41,5,FALSE))","v":8.1567307668477237E-2},{"$f":"IF($C94=\"S\",VLOOKUP($D94,'DER Output'!$S$18:$W$41,4,FALSE),VLOOKUP($D94,'DER Output'!$S$18:$W$41,5,FALSE))","v":8.1567307668477237E-2},{"$f":"IF($C94=\"S\",VLOOKUP($D94,'DER Output'!$S$18:$W$41,4,FALSE),VLOOKUP($D94,'DER Output'!$S$18:$W$41,5,FALSE))","v":8.1567307668477237E-2},{"$f":"IF($C94=\"S\",VLOOKUP($D94,'DER Output'!$S$18:$W$41,4,FALSE),VLOOKUP($D94,'DER Output'!$S$18:$W$41,5,FALSE))","v":8.1567307668477237E-2},{"$f":"IFERROR(IF(OR(C94=\"S\",C94=\"D\"),VLOOKUP(B94,'Seasonal Customer Count'!$B:$I,4,FALSE),IF(C94=\"W\",VLOOKUP(B94,'Seasonal Customer Count'!$B:$P,12,FALSE),\"Check\")),0)","v":0},{"$f":"IFERROR(IF(OR(C94=\"S\",C94=\"D\"),VLOOKUP(B94,'Seasonal Customer Count'!$B:$P,5,FALSE),IF(C94=\"W\",VLOOKUP(B94,'Seasonal Customer Count'!$B:$P,13,FALSE),\"Check\")),0)","v":0},{"$f":"IFERROR(IF(OR(C94=\"S\",C94=\"D\"),VLOOKUP(B94,'Seasonal Customer Count'!$B:$P,6,FALSE),IF(C94=\"W\",VLOOKUP(B94,'Seasonal Customer Count'!$B:$P,14,FALSE),\"Check\")),0)","v":0},{"$f":"IFERROR(IF(OR(C94=\"S\",C94=\"D\"),VLOOKUP(B94,'Seasonal Customer Count'!$B:$P,7,FALSE),IF(C94=\"W\",VLOOKUP(B94,'Seasonal Customer Count'!$B:$P,15,FALSE),\"Check\")),0)","v":0},{"$f":"IFERROR(IF(OR(C94=\"S\",C94=\"D\"),VLOOKUP(B94,'Seasonal Customer Count'!$B:$P,8,FALSE),IF(C94=\"W\",VLOOKUP(B94,'Seasonal Customer Count'!$B:$P,16,FALSE),\"Check\")),0)","v":0},{"$f":"Summary!$D$8*(K94*'Average Project Size'!$F$6+L94*'Average Project Size'!$F$7+M94*'Average Project Size'!$F$8+N94*'Average Project Size'!$F$10+O94*'Average Project Size'!$F$9)/1000","v":0},{"$f":"Summary!$D$8*(K94*F94*'Average Project Size'!$F$6+L94*G94*'Average Project Size'!$F$7+M94*H94*'Average Project Size'!$F$8+N94*I94*'Average Project Size'!$F$10+O94*J94*'Average Project Size'!$F$9)/1000","v":0}]
[null,{"$f":"'Peak Identification'!B93","v":"BOBN T-133"},{"$f":"'Peak Identification'!D93","v":"S"},{"$f":"'Peak Identification'!E93","v":17},{"$f":"VLOOKUP($D95,'DER Output'!$S$17:$X$41,6,FALSE)","v":0.19174838710475617},{"$f":"IF($C95=\"S\",VLOOKUP($D95,'DER Output'!$S$18:$W$41,2,FALSE),VLOOKUP($D95,'DER Output'!$S$18:$W$41,3,FALSE))","v":0.30300399777640191},{"$f":"IF($C95=\"S\",VLOOKUP($D95,'DER Output'!$S$18:$W$41,4,FALSE),VLOOKUP($D95,'DER Output'!$S$18:$W$41,5,FALSE))","v":0.30300399777640191},{"$f":"IF($C95=\"S\",VLOOKUP($D95,'DER Output'!$S$18:$W$41,4,FALSE),VLOOKUP($D95,'DER Output'!$S$18:$W$41,5,FALSE))","v":0.30300399777640191},{"$f":"IF($C95=\"S\",VLOOKUP($D95,'DER Output'!$S$18:$W$41,4,FALSE),VLOOKUP($D95,'DER Output'!$S$18:$W$41,5,FALSE))","v":0.30300399777640191},{"$f":"IF($C95=\"S\",VLOOKUP($D95,'DER Output'!$S$18:$W$41,4,FALSE),VLOOKUP($D95,'DER Output'!$S$18:$W$41,5,FALSE))","v":0.30300399777640191},{"$f":"IFERROR(IF(OR(C95=\"S\",C95=\"D\"),VLOOKUP(B95,'Seasonal Customer Count'!$B:$I,4,FALSE),IF(C95=\"W\",VLOOKUP(B95,'Seasonal Customer Count'!$B:$P,12,FALSE),\"Check\")),0)","v":0},{"$f":"IFERROR(IF(OR(C95=\"S\",C95=\"D\"),VLOOKUP(B95,'Seasonal Customer Count'!$B:$P,5,FALSE),IF(C95=\"W\",VLOOKUP(B95,'Seasonal Customer Count'!$B:$P,13,FALSE),\"Check\")),0)","v":0},{"$f":"IFERROR(IF(OR(C95=\"S\",C95=\"D\"),VLOOKUP(B95,'Seasonal Customer Count'!$B:$P,6,FALSE),IF(C95=\"W\",VLOOKUP(B95,'Seasonal Customer Count'!$B:$P,14,FALSE),\"Check\")),0)","v":0},{"$f":"IFERROR(IF(OR(C95=\"S\",C95=\"D\"),VLOOKUP(B95,'Seasonal Customer Count'!$B:$P,7,FALSE),IF(C95=\"W\",VLOOKUP(B95,'Seasonal Customer Count'!$B:$P,15,FALSE),\"Check\")),0)","v":0},{"$f":"IFERROR(IF(OR(C95=\"S\",C95=\"D\"),VLOOKUP(B95,'Seasonal Customer Count'!$B:$P,8,FALSE),IF(C95=\"W\",VLOOKUP(B95,'Seasonal Customer Count'!$B:$P,16,FALSE),\"Check\")),0)","v":0},{"$f":"Summary!$D$8*(K95*'Average Project Size'!$F$6+L95*'Average Project Size'!$F$7+M95*'Average Project Size'!$F$8+N95*'Average Project Size'!$F$10+O95*'Average Project Size'!$F$9)/1000","v":0},{"$f":"Summary!$D$8*(K95*F95*'Average Project Size'!$F$6+L95*G95*'Average Project Size'!$F$7+M95*H95*'Average Project Size'!$F$8+N95*I95*'Average Project Size'!$F$10+O95*J95*'Average Project Size'!$F$9)/1000","v":0}]
[null,{"$f":"'Peak Identification'!B94","v":"BOBN T-134"},{"$f":"'Peak Identification'!D94","v":"W"},{"$f":"'Peak Identification'!E94","v":15},{"$f":"VLOOKUP($D96,'DER Output'!$S$17:$X$41,6,FALSE)","v":0.24675324675324678},{"$f":"IF($C96=\"S\",VLOOKUP($D96,'DER Output'!$S$18:$W$41,2,FALSE),VLOOKUP($D96,'DER Output'!$S$18:$W$41,3,FALSE))","v":0.1862014198298606},{"$f":"IF($C96=\"S\",VLOOKUP($D96,'DER Output'!$S$18:$W$41,4,FALSE),VLOOKUP($D96,'DER Output'!$S$18:$W$41,5,FALSE))","v":0.1862014198298606},{"$f":"IF($C96=\"S\",VLOOKUP($D96,'DER Output'!$S$18:$W$41,4,FALSE),VLOOKUP($D96,'DER Output'!$S$18:$W$41,5,FALSE))","v":0.1862014198298606},{"$f":"IF($C96=\"S\",VLOOKUP($D96,'DER Output'!$S$18:$W$41,4,FALSE),VLOOKUP($D96,'DER Output'!$S$18:$W$41,5,FALSE))","v":0.1862014198298606},{"$f":"IF($C96=\"S\",VLOOKUP($D96,'DER Output'!$S$18:$W$41,4,FALSE),VLOOKUP($D96,'DER Output'!$S$18:$W$41,5,FALSE))","v":0.1862014198298606},{"$f":"IFERROR(IF(OR(C96=\"S\",C96=\"D\"),VLOOKUP(B96,'Seasonal Customer Count'!$B:$I,4,FALSE),IF(C96=\"W\",VLOOKUP(B96,'Seasonal Customer Count'!$B:$P,12,FALSE),\"Check\")),0)","v":0},{"$f":"IFERROR(IF(OR(C96=\"S\",C96=\"D\"),VLOOKUP(B96,'Seasonal Customer Count'!$B:$P,5,FALSE),IF(C96=\"W\",VLOOKUP(B96,'Seasonal Customer Count'!$B:$P,13,FALSE),\"Check\")),0)","v":0},{"$f":"IFERROR(IF(OR(C96=\"S\",C96=\"D\"),VLOOKUP(B96,'Seasonal Customer Count'!$B:$P,6,FALSE),IF(C96=\"W\",VLOOKUP(B96,'Seasonal Customer Count'!$B:$P,14,FALSE),\"Check\")),0)","v":0},{"$f":"IFERROR(IF(OR(C96=\"S\",C96=\"D\"),VLOOKUP(B96,'Seasonal Customer Count'!$B:$P,7,FALSE),IF(C96=\"W\",VLOOKUP(B96,'Seasonal Customer Count'!$B:$P,15,FALSE),\"Check\")),0)","v":0},{"$f":"IFERROR(IF(OR(C96=\"S\",C96=\"D\"),VLOOKUP(B96,'Seasonal Customer Count'!$B:$P,8,FALSE),IF(C96=\"W\",VLOOKUP(B96,'Seasonal Customer Count'!$B:$P,16,FALSE),\"Check\")),0)","v":0},{"$f":"Summary!$D$8*(K96*'Average Project Size'!$F$6+L96*'Average Project Size'!$F$7+M96*'Average Project Size'!$F$8+N96*'Average Project Size'!$F$10+O96*'Average Project Size'!$F$9)/1000","v":0},{"$f":"Summary!$D$8*(K96*F96*'Average Project Size'!$F$6+L96*G96*'Average Project Size'!$F$7+M96*H96*'Average Project Size'!$F$8+N96*I96*'Average Project Size'!$F$10+O96*J96*'Average Project Size'!$F$9)/1000","v":0}]
[null,{"$f":"'Peak Identification'!B95","v":"BOBN T-135"},{"$f":"'Peak Identification'!D95","v":"S"},{"$f":"'Peak Identification'!E95","v":18},{"$f":"VLOOKUP($D97,'DER Output'!$S$17:$X$41,6,FALSE)","v":0.16032398020038169},{"$f":"IF($C97=\"S\",VLOOKUP($D97,'DER Output'!$S$18:$W$41,2,FALSE),VLOOKUP($D97,'DER Output'!$S$18:$W$41,3,FALSE))","v":0.17224423800777711},{"$f":"IF($C97=\"S\",VLOOKUP($D97,'DER Output'!$S$18:$W$41,4,FALSE),VLOOKUP($D97,'DER Output'!$S$18:$W$41,5,FALSE))","v":0.17224423800777711},{"$f":"IF($C97=\"S\",VLOOKUP($D97,'DER Output'!$S$18:$W$41,4,FALSE),VLOOKUP($D97,'DER Output'!$S$18:$W$41,5,FALSE))","v":0.17224423800777711},{"$f":"IF($C97=\"S\",VLOOKUP($D97,'DER Output'!$S$18:$W$41,4,FALSE),VLOOKUP($D97,'DER Output'!$S$18:$W$41,5,FALSE))","v":0.17224423800777711},{"$f":"IF($C97=\"S\",VLOOKUP($D97,'DER Output'!$S$18:$W$41,4,FALSE),VLOOKUP($D97,'DER Output'!$S$18:$W$41,5,FALSE))","v":0.17224423800777711},{"$f":"IFERROR(IF(OR(C97=\"S\",C97=\"D\"),VLOOKUP(B97,'Seasonal Customer Count'!$B:$I,4,FALSE),IF(C97=\"W\",VLOOKUP(B97,'Seasonal Customer Count'!$B:$P,12,FALSE),\"Check\")),0)","v":3117},{"$f":"IFERROR(IF(OR(C97=\"S\",C97=\"D\"),VLOOKUP(B97,'Seasonal Customer Count'!$B:$P,5,FALSE),IF(C97=\"W\",VLOOKUP(B97,'Seasonal Customer Count'!$B:$P,13,FALSE),\"Check\")),0)","v":102},{"$f":"IFERROR(IF(OR(C97=\"S\",C97=\"D\"),VLOOKUP(B97,'Seasonal Customer Count'!$B:$P,6,FALSE),IF(C97=\"W\",VLOOKUP(B97,'Seasonal Customer Count'!$B:$P,14,FALSE),\"Check\")),0)","v":108},{"$f":"IFERROR(IF(OR(C97=\"S\",C97=\"D\"),VLOOKUP(B97,'Seasonal Customer Count'!$B:$P,7,FALSE),IF(C97=\"W\",VLOOKUP(B97,'Seasonal Customer Count'!$B:$P,15,FALSE),\"Check\")),0)","v":8},{"$f":"IFERROR(IF(OR(C97=\"S\",C97=\"D\"),VLOOKUP(B97,'Seasonal Customer Count'!$B:$P,8,FALSE),IF(C97=\"W\",VLOOKUP(B97,'Seasonal Customer Count'!$B:$P,16,FALSE),\"Check\")),0)","v":2},{"$f":"Summary!$D$8*(K97*'Average Project Size'!$F$6+L97*'Average Project Size'!$F$7+M97*'Average Project Size'!$F$8+N97*'Average Project Size'!$F$10+O97*'Average Project Size'!$F$9)/1000","v":0.17470422919774414},{"$f":"Summary!$D$8*(K97*F97*'Average Project Size'!$F$6+L97*G97*'Average Project Size'!$F$7+M97*H97*'Average Project Size'!$F$8+N97*I97*'Average Project Size'!$F$10+O97*J97*'Average Project Size'!$F$9)/1000","v":3.0091796834901489E-2}]
[null,{"$f":"'Peak Identification'!B96","v":"BOBN T-136"},{"$f":"'Peak Identification'!D96","v":"S"},{"$f":"'Peak Identification'!E96","v":17},{"$f":"VLOOKUP($D98,'DER Output'!$S$17:$X$41,6,FALSE)","v":0.19174838710475617},{"$f":"IF($C98=\"S\",VLOOKUP($D98,'DER Output'!$S$18:$W$41,2,FALSE),VLOOKUP($D98,'DER Output'!$S$18:$W$41,3,FALSE))","v":0.30300399777640191},{"$f":"IF($C98=\"S\",VLOOKUP($D98,'DER Output'!$S$18:$W$41,4,FALSE),VLOOKUP($D98,'DER Output'!$S$18:$W$41,5,FALSE))","v":0.30300399777640191},{"$f":"IF($C98=\"S\",VLOOKUP($D98,'DER Output'!$S$18:$W$41,4,FALSE),VLOOKUP($D98,'DER Output'!$S$18:$W$41,5,FALSE))","v":0.30300399777640191},{"$f":"IF($C98=\"S\",VLOOKUP($D98,'DER Output'!$S$18:$W$41,4,FALSE),VLOOKUP($D98,'DER Output'!$S$18:$W$41,5,FALSE))","v":0.30300399777640191},{"$f":"IF($C98=\"S\",VLOOKUP($D98,'DER Output'!$S$18:$W$41,4,FALSE),VLOOKUP($D98,'DER Output'!$S$18:$W$41,5,FALSE))","v":0.30300399777640191},{"$f":"IFERROR(IF(OR(C98=\"S\",C98=\"D\"),VLOOKUP(B98,'Seasonal Customer Count'!$B:$I,4,FALSE),IF(C98=\"W\",VLOOKUP(B98,'Seasonal Customer Count'!$B:$P,12,FALSE),\"Check\")),0)","v":4432},{"$f":"IFERROR(IF(OR(C98=\"S\",C98=\"D\"),VLOOKUP(B98,'Seasonal Customer Count'!$B:$P,5,FALSE),IF(C98=\"W\",VLOOKUP(B98,'Seasonal Customer Count'!$B:$P,13,FALSE),\"Check\")),0)","v":150},{"$f":"IFERROR(IF(OR(C98=\"S\",C98=\"D\"),VLOOKUP(B98,'Seasonal Customer Count'!$B:$P,6,FALSE),IF(C98=\"W\",VLOOKUP(B98,'Seasonal Customer Count'!$B:$P,14,FALSE),\"Check\")),0)","v":160},{"$f":"IFERROR(IF(OR(C98=\"S\",C98=\"D\"),VLOOKUP(B98,'Seasonal Customer Count'!$B:$P,7,FALSE),IF(C98=\"W\",VLOOKUP(B98,'Seasonal Customer Count'!$B:$P,15,FALSE),\"Check\")),0)","v":0},{"$f":"IFERROR(IF(OR(C98=\"S\",C98=\"D\"),VLOOKUP(B98,'Seasonal Customer Count'!$B:$P,8,FALSE),IF(C98=\"W\",VLOOKUP(B98,'Seasonal Customer Count'!$B:$P,16,FALSE),\"Check\")),0)","v":0},{"$f":"Summary!$D$8*(K98*'Average Project Size'!$F$6+L98*'Average Project Size'!$F$7+M98*'Average Project Size'!$F$8+N98*'Average Project Size'!$F$10+O98*'Average Project Size'!$F$9)/1000","v":0.21467963226472719},{"$f":"Summary!$D$8*(K98*F98*'Average Project Size'!$F$6+L98*G98*'Average Project Size'!$F$7+M98*H98*'Average Project Size'!$F$8+N98*I98*'Average Project Size'!$F$10+O98*J98*'Average Project Size'!$F$9)/1000","v":6.5048786817380189E-2}]
[null,{"$f":"'Peak Identification'!B97","v":"BOBN T-231"},{"$f":"'Peak Identification'!D97","v":"S"},{"$f":"'Peak Identification'!E97","v":0},{"$f":"VLOOKUP($D99,'DER Output'!$S$17:$X$41,6,FALSE)","v":0},{"$f":"IF($C99=\"S\",VLOOKUP($D99,'DER Output'!$S$18:$W$41,2,FALSE),VLOOKUP($D99,'DER Output'!$S$18:$W$41,3,FALSE))","v":5.9141103405834004E-4},{"$f":"IF($C99=\"S\",VLOOKUP($D99,'DER Output'!$S$18:$W$41,4,FALSE),VLOOKUP($D99,'DER Output'!$S$18:$W$41,5,FALSE))","v":5.9141103405834004E-4},{"$f":"IF($C99=\"S\",VLOOKUP($D99,'DER Output'!$S$18:$W$41,4,FALSE),VLOOKUP($D99,'DER Output'!$S$18:$W$41,5,FALSE))","v":5.9141103405834004E-4},{"$f":"IF($C99=\"S\",VLOOKUP($D99,'DER Output'!$S$18:$W$41,4,FALSE),VLOOKUP($D99,'DER Output'!$S$18:$W$41,5,FALSE))","v":5.9141103405834004E-4},{"$f":"IF($C99=\"S\",VLOOKUP($D99,'DER Output'!$S$18:$W$41,4,FALSE),VLOOKUP($D99,'DER Output'!$S$18:$W$41,5,FALSE))","v":5.9141103405834004E-4},{"$f":"IFERROR(IF(OR(C99=\"S\",C99=\"D\"),VLOOKUP(B99,'Seasonal Customer Count'!$B:$I,4,FALSE),IF(C99=\"W\",VLOOKUP(B99,'Seasonal Customer Count'!$B:$P,12,FALSE),\"Check\")),0)","v":0},{"$f":"IFERROR(IF(OR(C99=\"S\",C99=\"D\"),VLOOKUP(B99,'Seasonal Customer Count'!$B:$P,5,FALSE),IF(C99=\"W\",VLOOKUP(B99,'Seasonal Customer Count'!$B:$P,13,FALSE),\"Check\")),0)","v":0},{"$f":"IFERROR(IF(OR(C99=\"S\",C99=\"D\"),VLOOKUP(B99,'Seasonal Customer Count'!$B:$P,6,FALSE),IF(C99=\"W\",VLOOKUP(B99,'Seasonal Customer Count'!$B:$P,14,FALSE),\"Check\")),0)","v":0},{"$f":"IFERROR(IF(OR(C99=\"S\",C99=\"D\"),VLOOKUP(B99,'Seasonal Customer Count'!$B:$P,7,FALSE),IF(C99=\"W\",VLOOKUP(B99,'Seasonal Customer Count'!$B:$P,15,FALSE),\"Check\")),0)","v":0},{"$f":"IFERROR(IF(OR(C99=\"S\",C99=\"D\"),VLOOKUP(B99,'Seasonal Customer Count'!$B:$P,8,FALSE),IF(C99=\"W\",VLOOKUP(B99,'Seasonal Customer Count'!$B:$P,16,FALSE),\"Check\")),0)","v":0},{"$f":"Summary!$D$8*(K99*'Average Project Size'!$F$6+L99*'Average Project Size'!$F$7+M99*'Average Project Size'!$F$8+N99*'Average Project Size'!$F$10+O99*'Average Project Size'!$F$9)/1000","v":0},{"$f":"Summary!$D$8*(K99*F99*'Average Project Size'!$F$6+L99*G99*'Average Project Size'!$F$7+M99*H99*'Average Project Size'!$F$8+N99*I99*'Average Project Size'!$F$10+O99*J99*'Average Project Size'!$F$9)/1000","v":0}]
[null,{"$f":"'Peak Identification'!B98","v":"BOBN T-232"},{"$f":"'Peak Identification'!D98","v":"S"},{"$f":"'Peak Identification'!E98","v":0},{"$f":"VLOOKUP($D100,'DER Output'!$S$17:$X$41,6,FALSE)","v":0},{"$f":"IF($C100=\"S\",VLOOKUP($D100,'DER Output'!$S$18:$W$41,2,FALSE),VLOOKUP($D100,'DER Output'!$S$18:$W$41,3,FALSE))","v":5.9141103405834004E-4},{"$f":"IF($C100=\"S\",VLOOKUP($D100,'DER Output'!$S$18:$W$41,4,FALSE),VLOOKUP($D100,'DER Output'!$S$18:$W$41,5,FALSE))","v":5.9141103405834004E-4},{"$f":"IF($C100=\"S\",VLOOKUP($D100,'DER Output'!$S$18:$W$41,4,FALSE),VLOOKUP($D100,'DER Output'!$S$18:$W$41,5,FALSE))","v":5.9141103405834004E-4},{"$f":"IF($C100=\"S\",VLOOKUP($D100,'DER Output'!$S$18:$W$41,4,FALSE),VLOOKUP($D100,'DER Output'!$S$18:$W$41,5,FALSE))","v":5.9141103405834004E-4},{"$f":"IF($C100=\"S\",VLOOKUP($D100,'DER Output'!$S$18:$W$41,4,FALSE),VLOOKUP($D100,'DER Output'!$S$18:$W$41,5,FALSE))","v":5.9141103405834004E-4},{"$f":"IFERROR(IF(OR(C100=\"S\",C100=\"D\"),VLOOKUP(B100,'Seasonal Customer Count'!$B:$I,4,FALSE),IF(C100=\"W\",VLOOKUP(B100,'Seasonal Customer Count'!$B:$P,12,FALSE),\"Check\")),0)","v":0},{"$f":"IFERROR(IF(OR(C100=\"S\",C100=\"D\"),VLOOKUP(B100,'Seasonal Customer Count'!$B:$P,5,FALSE),IF(C100=\"W\",VLOOKUP(B100,'Seasonal Customer Count'!$B:$P,13,FALSE),\"Check\")),0)","v":0},{"$f":"IFERROR(IF(OR(C100=\"S\",C100=\"D\"),VLOOKUP(B100,'Seasonal Customer Count'!$B:$P,6,FALSE),IF(C100=\"W\",VLOOKUP(B100,'Seasonal Customer Count'!$B:$P,14,FALSE),\"Check\")),0)","v":0},{"$f":"IFERROR(IF(OR(C100=\"S\",C100=\"D\"),VLOOKUP(B100,'Seasonal Customer Count'!$B:$P,7,FALSE),IF(C100=\"W\",VLOOKUP(B100,'Seasonal Customer Count'!$B:$P,15,FALSE),\"Check\")),0)","v":0},{"$f":"IFERROR(IF(OR(C100=\"S\",C100=\"D\"),VLOOKUP(B100,'Seasonal Customer Count'!$B:$P,8,FALSE),IF(C100=\"W\",VLOOKUP(B100,'Seasonal Customer Count'!$B:$P,16,FALSE),\"Check\")),0)","v":0},{"$f":"Summary!$D$8*(K100*'Average Project Size'!$F$6+L100*'Average Project Size'!$F$7+M100*'Average Project Size'!$F$8+N100*'Average Project Size'!$F$10+O100*'Average Project Size'!$F$9)/1000","v":0},{"$f":"Summary!$D$8*(K100*F100*'Average Project Size'!$F$6+L100*G100*'Average Project Size'!$F$7+M100*H100*'Average Project Size'!$F$8+N100*I100*'Average Project Size'!$F$10+O100*J100*'Average Project Size'!$F$9)/1000","v":0}]
[null,{"$f":"'Peak Identification'!B99","v":"BOBN T-233"},{"$f":"'Peak Identification'!D99","v":"S"},{"$f":"'Peak Identification'!E99","v":0},{"$f":"VLOOKUP($D101,'DER Output'!$S$17:$X$41,6,FALSE)","v":0},{"$f":"IF($C101=\"S\",VLOOKUP($D101,'DER Output'!$S$18:$W$41,2,FALSE),VLOOKUP($D101,'DER Output'!$S$18:$W$41,3,FALSE))","v":5.9141103405834004E-4},{"$f":"IF($C101=\"S\",VLOOKUP($D101,'DER Output'!$S$18:$W$41,4,FALSE),VLOOKUP($D101,'DER Output'!$S$18:$W$41,5,FALSE))","v":5.9141103405834004E-4},{"$f":"IF($C101=\"S\",VLOOKUP($D101,'DER Output'!$S$18:$W$41,4,FALSE),VLOOKUP($D101,'DER Output'!$S$18:$W$41,5,FALSE))","v":5.9141103405834004E-4},{"$f":"IF($C101=\"S\",VLOOKUP($D101,'DER Output'!$S$18:$W$41,4,FALSE),VLOOKUP($D101,'DER Output'!$S$18:$W$41,5,FALSE))","v":5.9141103405834004E-4},{"$f":"IF($C101=\"S\",VLOOKUP($D101,'DER Output'!$S$18:$W$41,4,FALSE),VLOOKUP($D101,'DER Output'!$S$18:$W$41,5,FALSE))","v":5.9141103405834004E-4},{"$f":"IFERROR(IF(OR(C101=\"S\",C101=\"D\"),VLOOKUP(B101,'Seasonal Customer Count'!$B:$I,4,FALSE),IF(C101=\"W\",VLOOKUP(B101,'Seasonal Customer Count'!$B:$P,12,FALSE),\"Check\")),0)","v":0},{"$f":"IFERROR(IF(OR(C101=\"S\",C101=\"D\"),VLOOKUP(B101,'Seasonal Customer Count'!$B:$P,5,FALSE),IF(C101=\"W\",VLOOKUP(B101,'Seasonal Customer Count'!$B:$P,13,FALSE),\"Check\")),0)","v":0},{"$f":"IFERROR(IF(OR(C101=\"S\",C101=\"D\"),VLOOKUP(B101,'Seasonal Customer Count'!$B:$P,6,FALSE),IF(C101=\"W\",VLOOKUP(B101,'Seasonal Customer Count'!$B:$P,14,FALSE),\"Check\")),0)","v":0},{"$f":"IFERROR(IF(OR(C101=\"S\",C101=\"D\"),VLOOKUP(B101,'Seasonal Customer Count'!$B:$P,7,FALSE),IF(C101=\"W\",VLOOKUP(B101,'Seasonal Customer Count'!$B:$P,15,FALSE),\"Check\")),0)","v":0},{"$f":"IFERROR(IF(OR(C101=\"S\",C101=\"D\"),VLOOKUP(B101,'Seasonal Customer Count'!$B:$P,8,FALSE),IF(C101=\"W\",VLOOKUP(B101,'Seasonal Customer Count'!$B:$P,16,FALSE),\"Check\")),0)","v":0},{"$f":"Summary!$D$8*(K101*'Average Project Size'!$F$6+L101*'Average Project Size'!$F$7+M101*'Average Project Size'!$F$8+N101*'Average Project Size'!$F$10+O101*'Average Project Size'!$F$9)/1000","v":0},{"$f":"Summary!$D$8*(K101*F101*'Average Project Size'!$F$6+L101*G101*'Average Project Size'!$F$7+M101*H101*'Average Project Size'!$F$8+N101*I101*'Average Project Size'!$F$10+O101*J101*'Average Project Size'!$F$9)/1000","v":0}]
[null,{"$f":"'Peak Identification'!B100","v":"BOBN T-234"},{"$f":"'Peak Identification'!D100","v":"S"},{"$f":"'Peak Identification'!E100","v":0},{"$f":"VLOOKUP($D102,'DER Output'!$S$17:$X$41,6,FALSE)","v":0},{"$f":"IF($C102=\"S\",VLOOKUP($D102,'DER Output'!$S$18:$W$41,2,FALSE),VLOOKUP($D102,'DER Output'!$S$18:$W$41,3,FALSE))","v":5.9141103405834004E-4},{"$f":"IF($C102=\"S\",VLOOKUP($D102,'DER Output'!$S$18:$W$41,4,FALSE),VLOOKUP($D102,'DER Output'!$S$18:$W$41,5,FALSE))","v":5.9141103405834004E-4},{"$f":"IF($C102=\"S\",VLOOKUP($D102,'DER Output'!$S$18:$W$41,4,FALSE),VLOOKUP($D102,'DER Output'!$S$18:$W$41,5,FALSE))","v":5.9141103405834004E-4},{"$f":"IF($C102=\"S\",VLOOKUP($D102,'DER Output'!$S$18:$W$41,4,FALSE),VLOOKUP($D102,'DER Output'!$S$18:$W$41,5,FALSE))","v":5.9141103405834004E-4},{"$f":"IF($C102=\"S\",VLOOKUP($D102,'DER Output'!$S$18:$W$41,4,FALSE),VLOOKUP($D102,'DER Output'!$S$18:$W$41,5,FALSE))","v":5.9141103405834004E-4},{"$f":"IFERROR(IF(OR(C102=\"S\",C102=\"D\"),VLOOKUP(B102,'Seasonal Customer Count'!$B:$I,4,FALSE),IF(C102=\"W\",VLOOKUP(B102,'Seasonal Customer Count'!$B:$P,12,FALSE),\"Check\")),0)","v":0},{"$f":"IFERROR(IF(OR(C102=\"S\",C102=\"D\"),VLOOKUP(B102,'Seasonal Customer Count'!$B:$P,5,FALSE),IF(C102=\"W\",VLOOKUP(B102,'Seasonal Customer Count'!$B:$P,13,FALSE),\"Check\")),0)","v":0},{"$f":"IFERROR(IF(OR(C102=\"S\",C102=\"D\"),VLOOKUP(B102,'Seasonal Customer Count'!$B:$P,6,FALSE),IF(C102=\"W\",VLOOKUP(B102,'Seasonal Customer Count'!$B:$P,14,FALSE),\"Check\")),0)","v":0},{"$f":"IFERROR(IF(OR(C102=\"S\",C102=\"D\"),VLOOKUP(B102,'Seasonal Customer Count'!$B:$P,7,FALSE),IF(C102=\"W\",VLOOKUP(B102,'Seasonal Customer Count'!$B:$P,15,FALSE),\"Check\")),0)","v":0},{"$f":"IFERROR(IF(OR(C102=\"S\",C102=\"D\"),VLOOKUP(B102,'Seasonal Customer Count'!$B:$P,8,FALSE),IF(C102=\"W\",VLOOKUP(B102,'Seasonal Customer Count'!$B:$P,16,FALSE),\"Check\")),0)","v":0},{"$f":"Summary!$D$8*(K102*'Average Project Size'!$F$6+L102*'Average Project Size'!$F$7+M102*'Average Project Size'!$F$8+N102*'Average Project Size'!$F$10+O102*'Average Project Size'!$F$9)/1000","v":0},{"$f":"Summary!$D$8*(K102*F102*'Average Project Size'!$F$6+L102*G102*'Average Project Size'!$F$7+M102*H102*'Average Project Size'!$F$8+N102*I102*'Average Project Size'!$F$10+O102*J102*'Average Project Size'!$F$9)/1000","v":0}]
[null,{"$f":"'Peak Identification'!B101","v":"BOIS11"},{"$f":"'Peak Identification'!D101","v":"S"},{"$f":"'Peak Identification'!E101","v":16},{"$f":"VLOOKUP($D103,'DER Output'!$S$17:$X$41,6,FALSE)","v":0.22644022312513051},{"$f":"IF($C103=\"S\",VLOOKUP($D103,'DER Output'!$S$18:$W$41,2,FALSE),VLOOKUP($D103,'DER Output'!$S$18:$W$41,3,FALSE))","v":0.44781407722569133},{"$f":"IF($C103=\"S\",VLOOKUP($D103,'DER Output'!$S$18:$W$41,4,FALSE),VLOOKUP($D103,'DER Output'!$S$18:$W$41,5,FALSE))","v":0.44781407722569133},{"$f":"IF($C103=\"S\",VLOOKUP($D103,'DER Output'!$S$18:$W$41,4,FALSE),VLOOKUP($D103,'DER Output'!$S$18:$W$41,5,FALSE))","v":0.44781407722569133},{"$f":"IF($C103=\"S\",VLOOKUP($D103,'DER Output'!$S$18:$W$41,4,FALSE),VLOOKUP($D103,'DER Output'!$S$18:$W$41,5,FALSE))","v":0.44781407722569133},{"$f":"IF($C103=\"S\",VLOOKUP($D103,'DER Output'!$S$18:$W$41,4,FALSE),VLOOKUP($D103,'DER Output'!$S$18:$W$41,5,FALSE))","v":0.44781407722569133},{"$f":"IFERROR(IF(OR(C103=\"S\",C103=\"D\"),VLOOKUP(B103,'Seasonal Customer Count'!$B:$I,4,FALSE),IF(C103=\"W\",VLOOKUP(B103,'Seasonal Customer Count'!$B:$P,12,FALSE),\"Check\")),0)","v":221},{"$f":"IFERROR(IF(OR(C103=\"S\",C103=\"D\"),VLOOKUP(B103,'Seasonal Customer Count'!$B:$P,5,FALSE),IF(C103=\"W\",VLOOKUP(B103,'Seasonal Customer Count'!$B:$P,13,FALSE),\"Check\")),0)","v":29},{"$f":"IFERROR(IF(OR(C103=\"S\",C103=\"D\"),VLOOKUP(B103,'Seasonal Customer Count'!$B:$P,6,FALSE),IF(C103=\"W\",VLOOKUP(B103,'Seasonal Customer Count'!$B:$P,14,FALSE),\"Check\")),0)","v":106},{"$f":"IFERROR(IF(OR(C103=\"S\",C103=\"D\"),VLOOKUP(B103,'Seasonal Customer Count'!$B:$P,7,FALSE),IF(C103=\"W\",VLOOKUP(B103,'Seasonal Customer Count'!$B:$P,15,FALSE),\"Check\")),0)","v":0},{"$f":"IFERROR(IF(OR(C103=\"S\",C103=\"D\"),VLOOKUP(B103,'Seasonal Customer Count'!$B:$P,8,FALSE),IF(C103=\"W\",VLOOKUP(B103,'Seasonal Customer Count'!$B:$P,16,FALSE),\"Check\")),0)","v":0},{"$f":"Summary!$D$8*(K103*'Average Project Size'!$F$6+L103*'Average Project Size'!$F$7+M103*'Average Project Size'!$F$8+N103*'Average Project Size'!$F$10+O103*'Average Project Size'!$F$9)/1000","v":2.9141388545208629E-2},{"$f":"Summary!$D$8*(K103*F103*'Average Project Size'!$F$6+L103*G103*'Average Project Size'!$F$7+M103*H103*'Average Project Size'!$F$8+N103*I103*'Average Project Size'!$F$10+O103*J103*'Average Project Size'!$F$9)/1000","v":1.3049924020447932E-2}]
[null,{"$f":"'Peak Identification'!B102","v":"BOIS12"},{"$f":"'Peak Identification'!D102","v":"S"},{"$f":"'Peak Identification'!E102","v":17},{"$f":"VLOOKUP($D104,'DER Output'!$S$17:$X$41,6,FALSE)","v":0.19174838710475617},{"$f":"IF($C104=\"S\",VLOOKUP($D104,'DER Output'!$S$18:$W$41,2,FALSE),VLOOKUP($D104,'DER Output'!$S$18:$W$41,3,FALSE))","v":0.30300399777640191},{"$f":"IF($C104=\"S\",VLOOKUP($D104,'DER Output'!$S$18:$W$41,4,FALSE),VLOOKUP($D104,'DER Output'!$S$18:$W$41,5,FALSE))","v":0.30300399777640191},{"$f":"IF($C104=\"S\",VLOOKUP($D104,'DER Output'!$S$18:$W$41,4,FALSE),VLOOKUP($D104,'DER Output'!$S$18:$W$41,5,FALSE))","v":0.30300399777640191},{"$f":"IF($C104=\"S\",VLOOKUP($D104,'DER Output'!$S$18:$W$41,4,FALSE),VLOOKUP($D104,'DER Output'!$S$18:$W$41,5,FALSE))","v":0.30300399777640191},{"$f":"IF($C104=\"S\",VLOOKUP($D104,'DER Output'!$S$18:$W$41,4,FALSE),VLOOKUP($D104,'DER Output'!$S$18:$W$41,5,FALSE))","v":0.30300399777640191},{"$f":"IFERROR(IF(OR(C104=\"S\",C104=\"D\"),VLOOKUP(B104,'Seasonal Customer Count'!$B:$I,4,FALSE),IF(C104=\"W\",VLOOKUP(B104,'Seasonal Customer Count'!$B:$P,12,FALSE),\"Check\")),0)","v":661},{"$f":"IFERROR(IF(OR(C104=\"S\",C104=\"D\"),VLOOKUP(B104,'Seasonal Customer Count'!$B:$P,5,FALSE),IF(C104=\"W\",VLOOKUP(B104,'Seasonal Customer Count'!$B:$P,13,FALSE),\"Check\")),0)","v":23},{"$f":"IFERROR(IF(OR(C104=\"S\",C104=\"D\"),VLOOKUP(B104,'Seasonal Customer Count'!$B:$P,6,FALSE),IF(C104=\"W\",VLOOKUP(B104,'Seasonal Customer Count'!$B:$P,14,FALSE),\"Check\")),0)","v":27},{"$f":"IFERROR(IF(OR(C104=\"S\",C104=\"D\"),VLOOKUP(B104,'Seasonal Customer Count'!$B:$P,7,FALSE),IF(C104=\"W\",VLOOKUP(B104,'Seasonal Customer Count'!$B:$P,15,FALSE),\"Check\")),0)","v":0},{"$f":"IFERROR(IF(OR(C104=\"S\",C104=\"D\"),VLOOKUP(B104,'Seasonal Customer Count'!$B:$P,8,FALSE),IF(C104=\"W\",VLOOKUP(B104,'Seasonal Customer Count'!$B:$P,16,FALSE),\"Check\")),0)","v":0},{"$f":"Summary!$D$8*(K104*'Average Project Size'!$F$6+L104*'Average Project Size'!$F$7+M104*'Average Project Size'!$F$8+N104*'Average Project Size'!$F$10+O104*'Average Project Size'!$F$9)/1000","v":3.260352612803074E-2},{"$f":"Summary!$D$8*(K104*F104*'Average Project Size'!$F$6+L104*G104*'Average Project Size'!$F$7+M104*H104*'Average Project Size'!$F$8+N104*I104*'Average Project Size'!$F$10+O104*J104*'Average Project Size'!$F$9)/1000","v":9.8789987584006859E-3}]
[null,{"$f":"'Peak Identification'!B103","v":"BOIS14"},{"$f":"'Peak Identification'!D103","v":"S"},{"$f":"'Peak Identification'!E103","v":15},{"$f":"VLOOKUP($D105,'DER Output'!$S$17:$X$41,6,FALSE)","v":0.24675324675324678},{"$f":"IF($C105=\"S\",VLOOKUP($D105,'DER Output'!$S$18:$W$41,2,FALSE),VLOOKUP($D105,'DER Output'!$S$18:$W$41,3,FALSE))","v":0.57498529407079435},{"$f":"IF($C105=\"S\",VLOOKUP($D105,'DER Output'!$S$18:$W$41,4,FALSE),VLOOKUP($D105,'DER Output'!$S$18:$W$41,5,FALSE))","v":0.57498529407079435},{"$f":"IF($C105=\"S\",VLOOKUP($D105,'DER Output'!$S$18:$W$41,4,FALSE),VLOOKUP($D105,'DER Output'!$S$18:$W$41,5,FALSE))","v":0.57498529407079435},{"$f":"IF($C105=\"S\",VLOOKUP($D105,'DER Output'!$S$18:$W$41,4,FALSE),VLOOKUP($D105,'DER Output'!$S$18:$W$41,5,FALSE))","v":0.57498529407079435},{"$f":"IF($C105=\"S\",VLOOKUP($D105,'DER Output'!$S$18:$W$41,4,FALSE),VLOOKUP($D105,'DER Output'!$S$18:$W$41,5,FALSE))","v":0.57498529407079435},{"$f":"IFERROR(IF(OR(C105=\"S\",C105=\"D\"),VLOOKUP(B105,'Seasonal Customer Count'!$B:$I,4,FALSE),IF(C105=\"W\",VLOOKUP(B105,'Seasonal Customer Count'!$B:$P,12,FALSE),\"Check\")),0)","v":14},{"$f":"IFERROR(IF(OR(C105=\"S\",C105=\"D\"),VLOOKUP(B105,'Seasonal Customer Count'!$B:$P,5,FALSE),IF(C105=\"W\",VLOOKUP(B105,'Seasonal Customer Count'!$B:$P,13,FALSE),\"Check\")),0)","v":1},{"$f":"IFERROR(IF(OR(C105=\"S\",C105=\"D\"),VLOOKUP(B105,'Seasonal Customer Count'!$B:$P,6,FALSE),IF(C105=\"W\",VLOOKUP(B105,'Seasonal Customer Count'!$B:$P,14,FALSE),\"Check\")),0)","v":9},{"$f":"IFERROR(IF(OR(C105=\"S\",C105=\"D\"),VLOOKUP(B105,'Seasonal Customer Count'!$B:$P,7,FALSE),IF(C105=\"W\",VLOOKUP(B105,'Seasonal Customer Count'!$B:$P,15,FALSE),\"Check\")),0)","v":1},{"$f":"IFERROR(IF(OR(C105=\"S\",C105=\"D\"),VLOOKUP(B105,'Seasonal Customer Count'!$B:$P,8,FALSE),IF(C105=\"W\",VLOOKUP(B105,'Seasonal Customer Count'!$B:$P,16,FALSE),\"Check\")),0)","v":0},{"$f":"Summary!$D$8*(K105*'Average Project Size'!$F$6+L105*'Average Project Size'!$F$7+M105*'Average Project Size'!$F$8+N105*'Average Project Size'!$F$10+O105*'Average Project Size'!$F$9)/1000","v":5.1131649398390728E-3},{"$f":"Summary!$D$8*(K105*F105*'Average Project Size'!$F$6+L105*G105*'Average Project Size'!$F$7+M105*H105*'Average Project Size'!$F$8+N105*I105*'Average Project Size'!$F$10+O105*J105*'Average Project Size'!$F$9)/1000","v":2.9399946465658447E-3}]
[null,{"$f":"'Peak Identification'!B104","v":"BOIS17"},{"$f":"'Peak Identification'!D104","v":"S"},{"$f":"'Peak Identification'!E104","v":16},{"$f":"VLOOKUP($D106,'DER Output'!$S$17:$X$41,6,FALSE)","v":0.22644022312513051},{"$f":"IF($C106=\"S\",VLOOKUP($D106,'DER Output'!$S$18:$W$41,2,FALSE),VLOOKUP($D106,'DER Output'!$S$18:$W$41,3,FALSE))","v":0.44781407722569133},{"$f":"IF($C106=\"S\",VLOOKUP($D106,'DER Output'!$S$18:$W$41,4,FALSE),VLOOKUP($D106,'DER Output'!$S$18:$W$41,5,FALSE))","v":0.44781407722569133},{"$f":"IF($C106=\"S\",VLOOKUP($D106,'DER Output'!$S$18:$W$41,4,FALSE),VLOOKUP($D106,'DER Output'!$S$18:$W$41,5,FALSE))","v":0.44781407722569133},{"$f":"IF($C106=\"S\",VLOOKUP($D106,'DER Output'!$S$18:$W$41,4,FALSE),VLOOKUP($D106,'DER Output'!$S$18:$W$41,5,FALSE))","v":0.44781407722569133},{"$f":"IF($C106=\"S\",VLOOKUP($D106,'DER Output'!$S$18:$W$41,4,FALSE),VLOOKUP($D106,'DER Output'!$S$18:$W$41,5,FALSE))","v":0.44781407722569133},{"$f":"IFERROR(IF(OR(C106=\"S\",C106=\"D\"),VLOOKUP(B106,'Seasonal Customer Count'!$B:$I,4,FALSE),IF(C106=\"W\",VLOOKUP(B106,'Seasonal Customer Count'!$B:$P,12,FALSE),\"Check\")),0)","v":613},{"$f":"IFERROR(IF(OR(C106=\"S\",C106=\"D\"),VLOOKUP(B106,'Seasonal Customer Count'!$B:$P,5,FALSE),IF(C106=\"W\",VLOOKUP(B106,'Seasonal Customer Count'!$B:$P,13,FALSE),\"Check\")),0)","v":21},{"$f":"IFERROR(IF(OR(C106=\"S\",C106=\"D\"),VLOOKUP(B106,'Seasonal Customer Count'!$B:$P,6,FALSE),IF(C106=\"W\",VLOOKUP(B106,'Seasonal Customer Count'!$B:$P,14,FALSE),\"Check\")),0)","v":37},{"$f":"IFERROR(IF(OR(C106=\"S\",C106=\"D\"),VLOOKUP(B106,'Seasonal Customer Count'!$B:$P,7,FALSE),IF(C106=\"W\",VLOOKUP(B106,'Seasonal Customer Count'!$B:$P,15,FALSE),\"Check\")),0)","v":1},{"$f":"IFERROR(IF(OR(C106=\"S\",C106=\"D\"),VLOOKUP(B106,'Seasonal Customer Count'!$B:$P,8,FALSE),IF(C106=\"W\",VLOOKUP(B106,'Seasonal Customer Count'!$B:$P,16,FALSE),\"Check\")),0)","v":0},{"$f":"Summary!$D$8*(K106*'Average Project Size'!$F$6+L106*'Average Project Size'!$F$7+M106*'Average Project Size'!$F$8+N106*'Average Project Size'!$F$10+O106*'Average Project Size'!$F$9)/1000","v":3.5204295730376478E-2},{"$f":"Summary!$D$8*(K106*F106*'Average Project Size'!$F$6+L106*G106*'Average Project Size'!$F$7+M106*H106*'Average Project Size'!$F$8+N106*I106*'Average Project Size'!$F$10+O106*J106*'Average Project Size'!$F$9)/1000","v":1.5764979206878887E-2}]
[null,{"$f":"'Peak Identification'!B105","v":"BOIS19"},{"$f":"'Peak Identification'!D105","v":"S"},{"$f":"'Peak Identification'!E105","v":14},{"$f":"VLOOKUP($D107,'DER Output'!$S$17:$X$41,6,FALSE)","v":0.26694349499860076},{"$f":"IF($C107=\"S\",VLOOKUP($D107,'DER Output'!$S$18:$W$41,2,FALSE),VLOOKUP($D107,'DER Output'!$S$18:$W$41,3,FALSE))","v":0.65426593965075153},{"$f":"IF($C107=\"S\",VLOOKUP($D107,'DER Output'!$S$18:$W$41,4,FALSE),VLOOKUP($D107,'DER Output'!$S$18:$W$41,5,FALSE))","v":0.65426593965075153},{"$f":"IF($C107=\"S\",VLOOKUP($D107,'DER Output'!$S$18:$W$41,4,FALSE),VLOOKUP($D107,'DER Output'!$S$18:$W$41,5,FALSE))","v":0.65426593965075153},{"$f":"IF($C107=\"S\",VLOOKUP($D107,'DER Output'!$S$18:$W$41,4,FALSE),VLOOKUP($D107,'DER Output'!$S$18:$W$41,5,FALSE))","v":0.65426593965075153},{"$f":"IF($C107=\"S\",VLOOKUP($D107,'DER Output'!$S$18:$W$41,4,FALSE),VLOOKUP($D107,'DER Output'!$S$18:$W$41,5,FALSE))","v":0.65426593965075153},{"$f":"IFERROR(IF(OR(C107=\"S\",C107=\"D\"),VLOOKUP(B107,'Seasonal Customer Count'!$B:$I,4,FALSE),IF(C107=\"W\",VLOOKUP(B107,'Seasonal Customer Count'!$B:$P,12,FALSE),\"Check\")),0)","v":578},{"$f":"IFERROR(IF(OR(C107=\"S\",C107=\"D\"),VLOOKUP(B107,'Seasonal Customer Count'!$B:$P,5,FALSE),IF(C107=\"W\",VLOOKUP(B107,'Seasonal Customer Count'!$B:$P,13,FALSE),\"Check\")),0)","v":110},{"$f":"IFERROR(IF(OR(C107=\"S\",C107=\"D\"),VLOOKUP(B107,'Seasonal Customer Count'!$B:$P,6,FALSE),IF(C107=\"W\",VLOOKUP(B107,'Seasonal Customer Count'!$B:$P,14,FALSE),\"Check\")),0)","v":125},{"$f":"IFERROR(IF(OR(C107=\"S\",C107=\"D\"),VLOOKUP(B107,'Seasonal Customer Count'!$B:$P,7,FALSE),IF(C107=\"W\",VLOOKUP(B107,'Seasonal Customer Count'!$B:$P,15,FALSE),\"Check\")),0)","v":0},{"$f":"IFERROR(IF(OR(C107=\"S\",C107=\"D\"),VLOOKUP(B107,'Seasonal Customer Count'!$B:$P,8,FALSE),IF(C107=\"W\",VLOOKUP(B107,'Seasonal Customer Count'!$B:$P,16,FALSE),\"Check\")),0)","v":0},{"$f":"Summary!$D$8*(K107*'Average Project Size'!$F$6+L107*'Average Project Size'!$F$7+M107*'Average Project Size'!$F$8+N107*'Average Project Size'!$F$10+O107*'Average Project Size'!$F$9)/1000","v":5.2539964673105684E-2},{"$f":"Summary!$D$8*(K107*F107*'Average Project Size'!$F$6+L107*G107*'Average Project Size'!$F$7+M107*H107*'Average Project Size'!$F$8+N107*I107*'Average Project Size'!$F$10+O107*J107*'Average Project Size'!$F$9)/1000","v":3.4375109356066788E-2}]
[null,{"$f":"'Peak Identification'!B106","v":"BOIS20"},{"$f":"'Peak Identification'!D106","v":"S"},{"$f":"'Peak Identification'!E106","v":16},{"$f":"VLOOKUP($D108,'DER Output'!$S$17:$X$41,6,FALSE)","v":0.22644022312513051},{"$f":"IF($C108=\"S\",VLOOKUP($D108,'DER Output'!$S$18:$W$41,2,FALSE),VLOOKUP($D108,'DER Output'!$S$18:$W$41,3,FALSE))","v":0.44781407722569133},{"$f":"IF($C108=\"S\",VLOOKUP($D108,'DER Output'!$S$18:$W$41,4,FALSE),VLOOKUP($D108,'DER Output'!$S$18:$W$41,5,FALSE))","v":0.44781407722569133},{"$f":"IF($C108=\"S\",VLOOKUP($D108,'DER Output'!$S$18:$W$41,4,FALSE),VLOOKUP($D108,'DER Output'!$S$18:$W$41,5,FALSE))","v":0.44781407722569133},{"$f":"IF($C108=\"S\",VLOOKUP($D108,'DER Output'!$S$18:$W$41,4,FALSE),VLOOKUP($D108,'DER Output'!$S$18:$W$41,5,FALSE))","v":0.44781407722569133},{"$f":"IF($C108=\"S\",VLOOKUP($D108,'DER Output'!$S$18:$W$41,4,FALSE),VLOOKUP($D108,'DER Output'!$S$18:$W$41,5,FALSE))","v":0.44781407722569133},{"$f":"IFERROR(IF(OR(C108=\"S\",C108=\"D\"),VLOOKUP(B108,'Seasonal Customer Count'!$B:$I,4,FALSE),IF(C108=\"W\",VLOOKUP(B108,'Seasonal Customer Count'!$B:$P,12,FALSE),\"Check\")),0)","v":116},{"$f":"IFERROR(IF(OR(C108=\"S\",C108=\"D\"),VLOOKUP(B108,'Seasonal Customer Count'!$B:$P,5,FALSE),IF(C108=\"W\",VLOOKUP(B108,'Seasonal Customer Count'!$B:$P,13,FALSE),\"Check\")),0)","v":23},{"$f":"IFERROR(IF(OR(C108=\"S\",C108=\"D\"),VLOOKUP(B108,'Seasonal Customer Count'!$B:$P,6,FALSE),IF(C108=\"W\",VLOOKUP(B108,'Seasonal Customer Count'!$B:$P,14,FALSE),\"Check\")),0)","v":60},{"$f":"IFERROR(IF(OR(C108=\"S\",C108=\"D\"),VLOOKUP(B108,'Seasonal Customer Count'!$B:$P,7,FALSE),IF(C108=\"W\",VLOOKUP(B108,'Seasonal Customer Count'!$B:$P,15,FALSE),\"Check\")),0)","v":2},{"$f":"IFERROR(IF(OR(C108=\"S\",C108=\"D\"),VLOOKUP(B108,'Seasonal Customer Count'!$B:$P,8,FALSE),IF(C108=\"W\",VLOOKUP(B108,'Seasonal Customer Count'!$B:$P,16,FALSE),\"Check\")),0)","v":0},{"$f":"Summary!$D$8*(K108*'Average Project Size'!$F$6+L108*'Average Project Size'!$F$7+M108*'Average Project Size'!$F$8+N108*'Average Project Size'!$F$10+O108*'Average Project Size'!$F$9)/1000","v":2.2487653256105751E-2},{"$f":"Summary!$D$8*(K108*F108*'Average Project Size'!$F$6+L108*G108*'Average Project Size'!$F$7+M108*H108*'Average Project Size'!$F$8+N108*I108*'Average Project Size'!$F$10+O108*J108*'Average Project Size'!$F$9)/1000","v":1.0070287691854309E-2}]
[null,{"$f":"'Peak Identification'!B107","v":"BOIS21"},{"$f":"'Peak Identification'!D107","v":"S"},{"$f":"'Peak Identification'!E107","v":17},{"$f":"VLOOKUP($D109,'DER Output'!$S$17:$X$41,6,FALSE)","v":0.19174838710475617},{"$f":"IF($C109=\"S\",VLOOKUP($D109,'DER Output'!$S$18:$W$41,2,FALSE),VLOOKUP($D109,'DER Output'!$S$18:$W$41,3,FALSE))","v":0.30300399777640191},{"$f":"IF($C109=\"S\",VLOOKUP($D109,'DER Output'!$S$18:$W$41,4,FALSE),VLOOKUP($D109,'DER Output'!$S$18:$W$41,5,FALSE))","v":0.30300399777640191},{"$f":"IF($C109=\"S\",VLOOKUP($D109,'DER Output'!$S$18:$W$41,4,FALSE),VLOOKUP($D109,'DER Output'!$S$18:$W$41,5,FALSE))","v":0.30300399777640191},{"$f":"IF($C109=\"S\",VLOOKUP($D109,'DER Output'!$S$18:$W$41,4,FALSE),VLOOKUP($D109,'DER Output'!$S$18:$W$41,5,FALSE))","v":0.30300399777640191},{"$f":"IF($C109=\"S\",VLOOKUP($D109,'DER Output'!$S$18:$W$41,4,FALSE),VLOOKUP($D109,'DER Output'!$S$18:$W$41,5,FALSE))","v":0.30300399777640191},{"$f":"IFERROR(IF(OR(C109=\"S\",C109=\"D\"),VLOOKUP(B109,'Seasonal Customer Count'!$B:$I,4,FALSE),IF(C109=\"W\",VLOOKUP(B109,'Seasonal Customer Count'!$B:$P,12,FALSE),\"Check\")),0)","v":1},{"$f":"IFERROR(IF(OR(C109=\"S\",C109=\"D\"),VLOOKUP(B109,'Seasonal Customer Count'!$B:$P,5,FALSE),IF(C109=\"W\",VLOOKUP(B109,'Seasonal Customer Count'!$B:$P,13,FALSE),\"Check\")),0)","v":0},{"$f":"IFERROR(IF(OR(C109=\"S\",C109=\"D\"),VLOOKUP(B109,'Seasonal Customer Count'!$B:$P,6,FALSE),IF(C109=\"W\",VLOOKUP(B109,'Seasonal Customer Count'!$B:$P,14,FALSE),\"Check\")),0)","v":12},{"$f":"IFERROR(IF(OR(C109=\"S\",C109=\"D\"),VLOOKUP(B109,'Seasonal Customer Count'!$B:$P,7,FALSE),IF(C109=\"W\",VLOOKUP(B109,'Seasonal Customer Count'!$B:$P,15,FALSE),\"Check\")),0)","v":7},{"$f":"IFERROR(IF(OR(C109=\"S\",C109=\"D\"),VLOOKUP(B109,'Seasonal Customer Count'!$B:$P,8,FALSE),IF(C109=\"W\",VLOOKUP(B109,'Seasonal Customer Count'!$B:$P,16,FALSE),\"Check\")),0)","v":0},{"$f":"Summary!$D$8*(K109*'Average Project Size'!$F$6+L109*'Average Project Size'!$F$7+M109*'Average Project Size'!$F$8+N109*'Average Project Size'!$F$10+O109*'Average Project Size'!$F$9)/1000","v":2.265211626233176E-2},{"$f":"Summary!$D$8*(K109*F109*'Average Project Size'!$F$6+L109*G109*'Average Project Size'!$F$7+M109*H109*'Average Project Size'!$F$8+N109*I109*'Average Project Size'!$F$10+O109*J109*'Average Project Size'!$F$9)/1000","v":6.8636817855823699E-3}]
[null,{"$f":"'Peak Identification'!B108","v":"BOIS22"},{"$f":"'Peak Identification'!D108","v":"S"},{"$f":"'Peak Identification'!E108","v":16},{"$f":"VLOOKUP($D110,'DER Output'!$S$17:$X$41,6,FALSE)","v":0.22644022312513051},{"$f":"IF($C110=\"S\",VLOOKUP($D110,'DER Output'!$S$18:$W$41,2,FALSE),VLOOKUP($D110,'DER Output'!$S$18:$W$41,3,FALSE))","v":0.44781407722569133},{"$f":"IF($C110=\"S\",VLOOKUP($D110,'DER Output'!$S$18:$W$41,4,FALSE),VLOOKUP($D110,'DER Output'!$S$18:$W$41,5,FALSE))","v":0.44781407722569133},{"$f":"IF($C110=\"S\",VLOOKUP($D110,'DER Output'!$S$18:$W$41,4,FALSE),VLOOKUP($D110,'DER Output'!$S$18:$W$41,5,FALSE))","v":0.44781407722569133},{"$f":"IF($C110=\"S\",VLOOKUP($D110,'DER Output'!$S$18:$W$41,4,FALSE),VLOOKUP($D110,'DER Output'!$S$18:$W$41,5,FALSE))","v":0.44781407722569133},{"$f":"IF($C110=\"S\",VLOOKUP($D110,'DER Output'!$S$18:$W$41,4,FALSE),VLOOKUP($D110,'DER Output'!$S$18:$W$41,5,FALSE))","v":0.44781407722569133},{"$f":"IFERROR(IF(OR(C110=\"S\",C110=\"D\"),VLOOKUP(B110,'Seasonal Customer Count'!$B:$I,4,FALSE),IF(C110=\"W\",VLOOKUP(B110,'Seasonal Customer Count'!$B:$P,12,FALSE),\"Check\")),0)","v":391},{"$f":"IFERROR(IF(OR(C110=\"S\",C110=\"D\"),VLOOKUP(B110,'Seasonal Customer Count'!$B:$P,5,FALSE),IF(C110=\"W\",VLOOKUP(B110,'Seasonal Customer Count'!$B:$P,13,FALSE),\"Check\")),0)","v":34},{"$f":"IFERROR(IF(OR(C110=\"S\",C110=\"D\"),VLOOKUP(B110,'Seasonal Customer Count'!$B:$P,6,FALSE),IF(C110=\"W\",VLOOKUP(B110,'Seasonal Customer Count'!$B:$P,14,FALSE),\"Check\")),0)","v":100},{"$f":"IFERROR(IF(OR(C110=\"S\",C110=\"D\"),VLOOKUP(B110,'Seasonal Customer Count'!$B:$P,7,FALSE),IF(C110=\"W\",VLOOKUP(B110,'Seasonal Customer Count'!$B:$P,15,FALSE),\"Check\")),0)","v":0},{"$f":"IFERROR(IF(OR(C110=\"S\",C110=\"D\"),VLOOKUP(B110,'Seasonal Customer Count'!$B:$P,8,FALSE),IF(C110=\"W\",VLOOKUP(B110,'Seasonal Customer Count'!$B:$P,16,FALSE),\"Check\")),0)","v":0},{"$f":"Summary!$D$8*(K110*'Average Project Size'!$F$6+L110*'Average Project Size'!$F$7+M110*'Average Project Size'!$F$8+N110*'Average Project Size'!$F$10+O110*'Average Project Size'!$F$9)/1000","v":3.5233281325794882E-2},{"$f":"Summary!$D$8*(K110*F110*'Average Project Size'!$F$6+L110*G110*'Average Project Size'!$F$7+M110*H110*'Average Project Size'!$F$8+N110*I110*'Average Project Size'!$F$10+O110*J110*'Average Project Size'!$F$9)/1000","v":1.5777959364544018E-2}]
[null,{"$f":"'Peak Identification'!B109","v":"BOIS23"},{"$f":"'Peak Identification'!D109","v":"S"},{"$f":"'Peak Identification'!E109","v":16},{"$f":"VLOOKUP($D111,'DER Output'!$S$17:$X$41,6,FALSE)","v":0.22644022312513051},{"$f":"IF($C111=\"S\",VLOOKUP($D111,'DER Output'!$S$18:$W$41,2,FALSE),VLOOKUP($D111,'DER Output'!$S$18:$W$41,3,FALSE))","v":0.44781407722569133},{"$f":"IF($C111=\"S\",VLOOKUP($D111,'DER Output'!$S$18:$W$41,4,FALSE),VLOOKUP($D111,'DER Output'!$S$18:$W$41,5,FALSE))","v":0.44781407722569133},{"$f":"IF($C111=\"S\",VLOOKUP($D111,'DER Output'!$S$18:$W$41,4,FALSE),VLOOKUP($D111,'DER Output'!$S$18:$W$41,5,FALSE))","v":0.44781407722569133},{"$f":"IF($C111=\"S\",VLOOKUP($D111,'DER Output'!$S$18:$W$41,4,FALSE),VLOOKUP($D111,'DER Output'!$S$18:$W$41,5,FALSE))","v":0.44781407722569133},{"$f":"IF($C111=\"S\",VLOOKUP($D111,'DER Output'!$S$18:$W$41,4,FALSE),VLOOKUP($D111,'DER Output'!$S$18:$W$41,5,FALSE))","v":0.44781407722569133},{"$f":"IFERROR(IF(OR(C111=\"S\",C111=\"D\"),VLOOKUP(B111,'Seasonal Customer Count'!$B:$I,4,FALSE),IF(C111=\"W\",VLOOKUP(B111,'Seasonal Customer Count'!$B:$P,12,FALSE),\"Check\")),0)","v":637},{"$f":"IFERROR(IF(OR(C111=\"S\",C111=\"D\"),VLOOKUP(B111,'Seasonal Customer Count'!$B:$P,5,FALSE),IF(C111=\"W\",VLOOKUP(B111,'Seasonal Customer Count'!$B:$P,13,FALSE),\"Check\")),0)","v":25},{"$f":"IFERROR(IF(OR(C111=\"S\",C111=\"D\"),VLOOKUP(B111,'Seasonal Customer Count'!$B:$P,6,FALSE),IF(C111=\"W\",VLOOKUP(B111,'Seasonal Customer Count'!$B:$P,14,FALSE),\"Check\")),0)","v":96},{"$f":"IFERROR(IF(OR(C111=\"S\",C111=\"D\"),VLOOKUP(B111,'Seasonal Customer Count'!$B:$P,7,FALSE),IF(C111=\"W\",VLOOKUP(B111,'Seasonal Customer Count'!$B:$P,15,FALSE),\"Check\")),0)","v":1},{"$f":"IFERROR(IF(OR(C111=\"S\",C111=\"D\"),VLOOKUP(B111,'Seasonal Customer Count'!$B:$P,8,FALSE),IF(C111=\"W\",VLOOKUP(B111,'Seasonal Customer Count'!$B:$P,16,FALSE),\"Check\")),0)","v":0},{"$f":"Summary!$D$8*(K111*'Average Project Size'!$F$6+L111*'Average Project Size'!$F$7+M111*'Average Project Size'!$F$8+N111*'Average Project Size'!$F$10+O111*'Average Project Size'!$F$9)/1000","v":4.6598596032057439E-2},{"$f":"Summary!$D$8*(K111*F111*'Average Project Size'!$F$6+L111*G111*'Average Project Size'!$F$7+M111*H111*'Average Project Size'!$F$8+N111*I111*'Average Project Size'!$F$10+O111*J111*'Average Project Size'!$F$9)/1000","v":2.0867507282108559E-2}]
[null,{"$f":"'Peak Identification'!B110","v":"BOIS T-133"},{"$f":"'Peak Identification'!D110","v":"S"},{"$f":"'Peak Identification'!E110","v":16},{"$f":"VLOOKUP($D112,'DER Output'!$S$17:$X$41,6,FALSE)","v":0.22644022312513051},{"$f":"IF($C112=\"S\",VLOOKUP($D112,'DER Output'!$S$18:$W$41,2,FALSE),VLOOKUP($D112,'DER Output'!$S$18:$W$41,3,FALSE))","v":0.44781407722569133},{"$f":"IF($C112=\"S\",VLOOKUP($D112,'DER Output'!$S$18:$W$41,4,FALSE),VLOOKUP($D112,'DER Output'!$S$18:$W$41,5,FALSE))","v":0.44781407722569133},{"$f":"IF($C112=\"S\",VLOOKUP($D112,'DER Output'!$S$18:$W$41,4,FALSE),VLOOKUP($D112,'DER Output'!$S$18:$W$41,5,FALSE))","v":0.44781407722569133},{"$f":"IF($C112=\"S\",VLOOKUP($D112,'DER Output'!$S$18:$W$41,4,FALSE),VLOOKUP($D112,'DER Output'!$S$18:$W$41,5,FALSE))","v":0.44781407722569133},{"$f":"IF($C112=\"S\",VLOOKUP($D112,'DER Output'!$S$18:$W$41,4,FALSE),VLOOKUP($D112,'DER Output'!$S$18:$W$41,5,FALSE))","v":0.44781407722569133},{"$f":"IFERROR(IF(OR(C112=\"S\",C112=\"D\"),VLOOKUP(B112,'Seasonal Customer Count'!$B:$I,4,FALSE),IF(C112=\"W\",VLOOKUP(B112,'Seasonal Customer Count'!$B:$P,12,FALSE),\"Check\")),0)","v":1273},{"$f":"IFERROR(IF(OR(C112=\"S\",C112=\"D\"),VLOOKUP(B112,'Seasonal Customer Count'!$B:$P,5,FALSE),IF(C112=\"W\",VLOOKUP(B112,'Seasonal Customer Count'!$B:$P,13,FALSE),\"Check\")),0)","v":86},{"$f":"IFERROR(IF(OR(C112=\"S\",C112=\"D\"),VLOOKUP(B112,'Seasonal Customer Count'!$B:$P,6,FALSE),IF(C112=\"W\",VLOOKUP(B112,'Seasonal Customer Count'!$B:$P,14,FALSE),\"Check\")),0)","v":233},{"$f":"IFERROR(IF(OR(C112=\"S\",C112=\"D\"),VLOOKUP(B112,'Seasonal Customer Count'!$B:$P,7,FALSE),IF(C112=\"W\",VLOOKUP(B112,'Seasonal Customer Count'!$B:$P,15,FALSE),\"Check\")),0)","v":0},{"$f":"IFERROR(IF(OR(C112=\"S\",C112=\"D\"),VLOOKUP(B112,'Seasonal Customer Count'!$B:$P,8,FALSE),IF(C112=\"W\",VLOOKUP(B112,'Seasonal Customer Count'!$B:$P,16,FALSE),\"Check\")),0)","v":0},{"$f":"Summary!$D$8*(K112*'Average Project Size'!$F$6+L112*'Average Project Size'!$F$7+M112*'Average Project Size'!$F$8+N112*'Average Project Size'!$F$10+O112*'Average Project Size'!$F$9)/1000","v":9.6978195999034247E-2},{"$f":"Summary!$D$8*(K112*F112*'Average Project Size'!$F$6+L112*G112*'Average Project Size'!$F$7+M112*H112*'Average Project Size'!$F$8+N112*I112*'Average Project Size'!$F$10+O112*J112*'Average Project Size'!$F$9)/1000","v":4.3428201352319749E-2}]
[null,{"$f":"'Peak Identification'!B111","v":"BOIS T-134"},{"$f":"'Peak Identification'!D111","v":"S"},{"$f":"'Peak Identification'!E111","v":15},{"$f":"VLOOKUP($D113,'DER Output'!$S$17:$X$41,6,FALSE)","v":0.24675324675324678},{"$f":"IF($C113=\"S\",VLOOKUP($D113,'DER Output'!$S$18:$W$41,2,FALSE),VLOOKUP($D113,'DER Output'!$S$18:$W$41,3,FALSE))","v":0.57498529407079435},{"$f":"IF($C113=\"S\",VLOOKUP($D113,'DER Output'!$S$18:$W$41,4,FALSE),VLOOKUP($D113,'DER Output'!$S$18:$W$41,5,FALSE))","v":0.57498529407079435},{"$f":"IF($C113=\"S\",VLOOKUP($D113,'DER Output'!$S$18:$W$41,4,FALSE),VLOOKUP($D113,'DER Output'!$S$18:$W$41,5,FALSE))","v":0.57498529407079435},{"$f":"IF($C113=\"S\",VLOOKUP($D113,'DER Output'!$S$18:$W$41,4,FALSE),VLOOKUP($D113,'DER Output'!$S$18:$W$41,5,FALSE))","v":0.57498529407079435},{"$f":"IF($C113=\"S\",VLOOKUP($D113,'DER Output'!$S$18:$W$41,4,FALSE),VLOOKUP($D113,'DER Output'!$S$18:$W$41,5,FALSE))","v":0.57498529407079435},{"$f":"IFERROR(IF(OR(C113=\"S\",C113=\"D\"),VLOOKUP(B113,'Seasonal Customer Count'!$B:$I,4,FALSE),IF(C113=\"W\",VLOOKUP(B113,'Seasonal Customer Count'!$B:$P,12,FALSE),\"Check\")),0)","v":1216},{"$f":"IFERROR(IF(OR(C113=\"S\",C113=\"D\"),VLOOKUP(B113,'Seasonal Customer Count'!$B:$P,5,FALSE),IF(C113=\"W\",VLOOKUP(B113,'Seasonal Customer Count'!$B:$P,13,FALSE),\"Check\")),0)","v":135},{"$f":"IFERROR(IF(OR(C113=\"S\",C113=\"D\"),VLOOKUP(B113,'Seasonal Customer Count'!$B:$P,6,FALSE),IF(C113=\"W\",VLOOKUP(B113,'Seasonal Customer Count'!$B:$P,14,FALSE),\"Check\")),0)","v":233},{"$f":"IFERROR(IF(OR(C113=\"S\",C113=\"D\"),VLOOKUP(B113,'Seasonal Customer Count'!$B:$P,7,FALSE),IF(C113=\"W\",VLOOKUP(B113,'Seasonal Customer Count'!$B:$P,15,FALSE),\"Check\")),0)","v":8},{"$f":"IFERROR(IF(OR(C113=\"S\",C113=\"D\"),VLOOKUP(B113,'Seasonal Customer Count'!$B:$P,8,FALSE),IF(C113=\"W\",VLOOKUP(B113,'Seasonal Customer Count'!$B:$P,16,FALSE),\"Check\")),0)","v":0},{"$f":"Summary!$D$8*(K113*'Average Project Size'!$F$6+L113*'Average Project Size'!$F$7+M113*'Average Project Size'!$F$8+N113*'Average Project Size'!$F$10+O113*'Average Project Size'!$F$9)/1000","v":0.1217906769674949},{"$f":"Summary!$D$8*(K113*F113*'Average Project Size'!$F$6+L113*G113*'Average Project Size'!$F$7+M113*H113*'Average Project Size'!$F$8+N113*I113*'Average Project Size'!$F$10+O113*J113*'Average Project Size'!$F$9)/1000","v":7.0027848211236157E-2}]
[null,{"$f":"'Peak Identification'!B112","v":"BOIS T-135"},{"$f":"'Peak Identification'!D112","v":"S"},{"$f":"'Peak Identification'!E112","v":16},{"$f":"VLOOKUP($D114,'DER Output'!$S$17:$X$41,6,FALSE)","v":0.22644022312513051},{"$f":"IF($C114=\"S\",VLOOKUP($D114,'DER Output'!$S$18:$W$41,2,FALSE),VLOOKUP($D114,'DER Output'!$S$18:$W$41,3,FALSE))","v":0.44781407722569133},{"$f":"IF($C114=\"S\",VLOOKUP($D114,'DER Output'!$S$18:$W$41,4,FALSE),VLOOKUP($D114,'DER Output'!$S$18:$W$41,5,FALSE))","v":0.44781407722569133},{"$f":"IF($C114=\"S\",VLOOKUP($D114,'DER Output'!$S$18:$W$41,4,FALSE),VLOOKUP($D114,'DER Output'!$S$18:$W$41,5,FALSE))","v":0.44781407722569133},{"$f":"IF($C114=\"S\",VLOOKUP($D114,'DER Output'!$S$18:$W$41,4,FALSE),VLOOKUP($D114,'DER Output'!$S$18:$W$41,5,FALSE))","v":0.44781407722569133},{"$f":"IF($C114=\"S\",VLOOKUP($D114,'DER Output'!$S$18:$W$41,4,FALSE),VLOOKUP($D114,'DER Output'!$S$18:$W$41,5,FALSE))","v":0.44781407722569133},{"$f":"IFERROR(IF(OR(C114=\"S\",C114=\"D\"),VLOOKUP(B114,'Seasonal Customer Count'!$B:$I,4,FALSE),IF(C114=\"W\",VLOOKUP(B114,'Seasonal Customer Count'!$B:$P,12,FALSE),\"Check\")),0)","v":743},{"$f":"IFERROR(IF(OR(C114=\"S\",C114=\"D\"),VLOOKUP(B114,'Seasonal Customer Count'!$B:$P,5,FALSE),IF(C114=\"W\",VLOOKUP(B114,'Seasonal Customer Count'!$B:$P,13,FALSE),\"Check\")),0)","v":45},{"$f":"IFERROR(IF(OR(C114=\"S\",C114=\"D\"),VLOOKUP(B114,'Seasonal Customer Count'!$B:$P,6,FALSE),IF(C114=\"W\",VLOOKUP(B114,'Seasonal Customer Count'!$B:$P,14,FALSE),\"Check\")),0)","v":106},{"$f":"IFERROR(IF(OR(C114=\"S\",C114=\"D\"),VLOOKUP(B114,'Seasonal Customer Count'!$B:$P,7,FALSE),IF(C114=\"W\",VLOOKUP(B114,'Seasonal Customer Count'!$B:$P,15,FALSE),\"Check\")),0)","v":4},{"$f":"IFERROR(IF(OR(C114=\"S\",C114=\"D\"),VLOOKUP(B114,'Seasonal Customer Count'!$B:$P,8,FALSE),IF(C114=\"W\",VLOOKUP(B114,'Seasonal Customer Count'!$B:$P,16,FALSE),\"Check\")),0)","v":0},{"$f":"Summary!$D$8*(K114*'Average Project Size'!$F$6+L114*'Average Project Size'!$F$7+M114*'Average Project Size'!$F$8+N114*'Average Project Size'!$F$10+O114*'Average Project Size'!$F$9)/1000","v":6.2805113926321293E-2},{"$f":"Summary!$D$8*(K114*F114*'Average Project Size'!$F$6+L114*G114*'Average Project Size'!$F$7+M114*H114*'Average Project Size'!$F$8+N114*I114*'Average Project Size'!$F$10+O114*J114*'Average Project Size'!$F$9)/1000","v":2.8125014137969986E-2}]
[null,{"$f":"'Peak Identification'!B113","v":"BOMT41"},{"$f":"'Peak Identification'!D113","v":"S"},{"$f":"'Peak Identification'!E113","v":18},{"$f":"VLOOKUP($D115,'DER Output'!$S$17:$X$41,6,FALSE)","v":0.16032398020038169},{"$f":"IF($C115=\"S\",VLOOKUP($D115,'DER Output'!$S$18:$W$41,2,FALSE),VLOOKUP($D115,'DER Output'!$S$18:$W$41,3,FALSE))","v":0.17224423800777711},{"$f":"IF($C115=\"S\",VLOOKUP($D115,'DER Output'!$S$18:$W$41,4,FALSE),VLOOKUP($D115,'DER Output'!$S$18:$W$41,5,FALSE))","v":0.17224423800777711},{"$f":"IF($C115=\"S\",VLOOKUP($D115,'DER Output'!$S$18:$W$41,4,FALSE),VLOOKUP($D115,'DER Output'!$S$18:$W$41,5,FALSE))","v":0.17224423800777711},{"$f":"IF($C115=\"S\",VLOOKUP($D115,'DER Output'!$S$18:$W$41,4,FALSE),VLOOKUP($D115,'DER Output'!$S$18:$W$41,5,FALSE))","v":0.17224423800777711},{"$f":"IF($C115=\"S\",VLOOKUP($D115,'DER Output'!$S$18:$W$41,4,FALSE),VLOOKUP($D115,'DER Output'!$S$18:$W$41,5,FALSE))","v":0.17224423800777711},{"$f":"IFERROR(IF(OR(C115=\"S\",C115=\"D\"),VLOOKUP(B115,'Seasonal Customer Count'!$B:$I,4,FALSE),IF(C115=\"W\",VLOOKUP(B115,'Seasonal Customer Count'!$B:$P,12,FALSE),\"Check\")),0)","v":1176},{"$f":"IFERROR(IF(OR(C115=\"S\",C115=\"D\"),VLOOKUP(B115,'Seasonal Customer Count'!$B:$P,5,FALSE),IF(C115=\"W\",VLOOKUP(B115,'Seasonal Customer Count'!$B:$P,13,FALSE),\"Check\")),0)","v":98},{"$f":"IFERROR(IF(OR(C115=\"S\",C115=\"D\"),VLOOKUP(B115,'Seasonal Customer Count'!$B:$P,6,FALSE),IF(C115=\"W\",VLOOKUP(B115,'Seasonal Customer Count'!$B:$P,14,FALSE),\"Check\")),0)","v":85},{"$f":"IFERROR(IF(OR(C115=\"S\",C115=\"D\"),VLOOKUP(B115,'Seasonal Customer Count'!$B:$P,7,FALSE),IF(C115=\"W\",VLOOKUP(B115,'Seasonal Customer Count'!$B:$P,15,FALSE),\"Check\")),0)","v":0},{"$f":"IFERROR(IF(OR(C115=\"S\",C115=\"D\"),VLOOKUP(B115,'Seasonal Customer Count'!$B:$P,8,FALSE),IF(C115=\"W\",VLOOKUP(B115,'Seasonal Customer Count'!$B:$P,16,FALSE),\"Check\")),0)","v":207},{"$f":"Summary!$D$8*(K115*'Average Project Size'!$F$6+L115*'Average Project Size'!$F$7+M115*'Average Project Size'!$F$8+N115*'Average Project Size'!$F$10+O115*'Average Project Size'!$F$9)/1000","v":0.20020739910738677},{"$f":"Summary!$D$8*(K115*F115*'Average Project Size'!$F$6+L115*G115*'Average Project Size'!$F$7+M115*H115*'Average Project Size'!$F$8+N115*I115*'Average Project Size'!$F$10+O115*J115*'Average Project Size'!$F$9)/1000","v":3.4484570902770753E-2}]
[null,{"$f":"'Peak Identification'!B114","v":"BOMT42"},{"$f":"'Peak Identification'!D114","v":"S"},{"$f":"'Peak Identification'!E114","v":20},{"$f":"VLOOKUP($D116,'DER Output'!$S$17:$X$41,6,FALSE)","v":2.7072953014838841E-3},{"$f":"IF($C116=\"S\",VLOOKUP($D116,'DER Output'!$S$18:$W$41,2,FALSE),VLOOKUP($D116,'DER Output'!$S$18:$W$41,3,FALSE))","v":2.0294966704587497E-2},{"$f":"IF($C116=\"S\",VLOOKUP($D116,'DER Output'!$S$18:$W$41,4,FALSE),VLOOKUP($D116,'DER Output'!$S$18:$W$41,5,FALSE))","v":2.0294966704587497E-2},{"$f":"IF($C116=\"S\",VLOOKUP($D116,'DER Output'!$S$18:$W$41,4,FALSE),VLOOKUP($D116,'DER Output'!$S$18:$W$41,5,FALSE))","v":2.0294966704587497E-2},{"$f":"IF($C116=\"S\",VLOOKUP($D116,'DER Output'!$S$18:$W$41,4,FALSE),VLOOKUP($D116,'DER Output'!$S$18:$W$41,5,FALSE))","v":2.0294966704587497E-2},{"$f":"IF($C116=\"S\",VLOOKUP($D116,'DER Output'!$S$18:$W$41,4,FALSE),VLOOKUP($D116,'DER Output'!$S$18:$W$41,5,FALSE))","v":2.0294966704587497E-2},{"$f":"IFERROR(IF(OR(C116=\"S\",C116=\"D\"),VLOOKUP(B116,'Seasonal Customer Count'!$B:$I,4,FALSE),IF(C116=\"W\",VLOOKUP(B116,'Seasonal Customer Count'!$B:$P,12,FALSE),\"Check\")),0)","v":528},{"$f":"IFERROR(IF(OR(C116=\"S\",C116=\"D\"),VLOOKUP(B116,'Seasonal Customer Count'!$B:$P,5,FALSE),IF(C116=\"W\",VLOOKUP(B116,'Seasonal Customer Count'!$B:$P,13,FALSE),\"Check\")),0)","v":33},{"$f":"IFERROR(IF(OR(C116=\"S\",C116=\"D\"),VLOOKUP(B116,'Seasonal Customer Count'!$B:$P,6,FALSE),IF(C116=\"W\",VLOOKUP(B116,'Seasonal Customer Count'!$B:$P,14,FALSE),\"Check\")),0)","v":45},{"$f":"IFERROR(IF(OR(C116=\"S\",C116=\"D\"),VLOOKUP(B116,'Seasonal Customer Count'!$B:$P,7,FALSE),IF(C116=\"W\",VLOOKUP(B116,'Seasonal Customer Count'!$B:$P,15,FALSE),\"Check\")),0)","v":0},{"$f":"IFERROR(IF(OR(C116=\"S\",C116=\"D\"),VLOOKUP(B116,'Seasonal Customer Count'!$B:$P,8,FALSE),IF(C116=\"W\",VLOOKUP(B116,'Seasonal Customer Count'!$B:$P,16,FALSE),\"Check\")),0)","v":135},{"$f":"Summary!$D$8*(K116*'Average Project Size'!$F$6+L116*'Average Project Size'!$F$7+M116*'Average Project Size'!$F$8+N116*'Average Project Size'!$F$10+O116*'Average Project Size'!$F$9)/1000","v":0.11701017273089749},{"$f":"Summary!$D$8*(K116*F116*'Average Project Size'!$F$6+L116*G116*'Average Project Size'!$F$7+M116*H116*'Average Project Size'!$F$8+N116*I116*'Average Project Size'!$F$10+O116*J116*'Average Project Size'!$F$9)/1000","v":2.3747175596715961E-3}]
[null,{"$f":"'Peak Identification'!B115","v":"BOMT T-131"},{"$f":"'Peak Identification'!D115","v":"S"},{"$f":"'Peak Identification'!E115","v":18},{"$f":"VLOOKUP($D117,'DER Output'!$S$17:$X$41,6,FALSE)","v":0.16032398020038169},{"$f":"IF($C117=\"S\",VLOOKUP($D117,'DER Output'!$S$18:$W$41,2,FALSE),VLOOKUP($D117,'DER Output'!$S$18:$W$41,3,FALSE))","v":0.17224423800777711},{"$f":"IF($C117=\"S\",VLOOKUP($D117,'DER Output'!$S$18:$W$41,4,FALSE),VLOOKUP($D117,'DER Output'!$S$18:$W$41,5,FALSE))","v":0.17224423800777711},{"$f":"IF($C117=\"S\",VLOOKUP($D117,'DER Output'!$S$18:$W$41,4,FALSE),VLOOKUP($D117,'DER Output'!$S$18:$W$41,5,FALSE))","v":0.17224423800777711},{"$f":"IF($C117=\"S\",VLOOKUP($D117,'DER Output'!$S$18:$W$41,4,FALSE),VLOOKUP($D117,'DER Output'!$S$18:$W$41,5,FALSE))","v":0.17224423800777711},{"$f":"IF($C117=\"S\",VLOOKUP($D117,'DER Output'!$S$18:$W$41,4,FALSE),VLOOKUP($D117,'DER Output'!$S$18:$W$41,5,FALSE))","v":0.17224423800777711},{"$f":"IFERROR(IF(OR(C117=\"S\",C117=\"D\"),VLOOKUP(B117,'Seasonal Customer Count'!$B:$I,4,FALSE),IF(C117=\"W\",VLOOKUP(B117,'Seasonal Customer Count'!$B:$P,12,FALSE),\"Check\")),0)","v":0},{"$f":"IFERROR(IF(OR(C117=\"S\",C117=\"D\"),VLOOKUP(B117,'Seasonal Customer Count'!$B:$P,5,FALSE),IF(C117=\"W\",VLOOKUP(B117,'Seasonal Customer Count'!$B:$P,13,FALSE),\"Check\")),0)","v":0},{"$f":"IFERROR(IF(OR(C117=\"S\",C117=\"D\"),VLOOKUP(B117,'Seasonal Customer Count'!$B:$P,6,FALSE),IF(C117=\"W\",VLOOKUP(B117,'Seasonal Customer Count'!$B:$P,14,FALSE),\"Check\")),0)","v":0},{"$f":"IFERROR(IF(OR(C117=\"S\",C117=\"D\"),VLOOKUP(B117,'Seasonal Customer Count'!$B:$P,7,FALSE),IF(C117=\"W\",VLOOKUP(B117,'Seasonal Customer Count'!$B:$P,15,FALSE),\"Check\")),0)","v":0},{"$f":"IFERROR(IF(OR(C117=\"S\",C117=\"D\"),VLOOKUP(B117,'Seasonal Customer Count'!$B:$P,8,FALSE),IF(C117=\"W\",VLOOKUP(B117,'Seasonal Customer Count'!$B:$P,16,FALSE),\"Check\")),0)","v":0},{"$f":"Summary!$D$8*(K117*'Average Project Size'!$F$6+L117*'Average Project Size'!$F$7+M117*'Average Project Size'!$F$8+N117*'Average Project Size'!$F$10+O117*'Average Project Size'!$F$9)/1000","v":0},{"$f":"Summary!$D$8*(K117*F117*'Average Project Size'!$F$6+L117*G117*'Average Project Size'!$F$7+M117*H117*'Average Project Size'!$F$8+N117*I117*'Average Project Size'!$F$10+O117*J117*'Average Project Size'!$F$9)/1000","v":0}]
[null,{"$f":"'Peak Identification'!B116","v":"BOMT T-132"},{"$f":"'Peak Identification'!D116","v":"S"},{"$f":"'Peak Identification'!E116","v":18},{"$f":"VLOOKUP($D118,'DER Output'!$S$17:$X$41,6,FALSE)","v":0.16032398020038169},{"$f":"IF($C118=\"S\",VLOOKUP($D118,'DER Output'!$S$18:$W$41,2,FALSE),VLOOKUP($D118,'DER Output'!$S$18:$W$41,3,FALSE))","v":0.17224423800777711},{"$f":"IF($C118=\"S\",VLOOKUP($D118,'DER Output'!$S$18:$W$41,4,FALSE),VLOOKUP($D118,'DER Output'!$S$18:$W$41,5,FALSE))","v":0.17224423800777711},{"$f":"IF($C118=\"S\",VLOOKUP($D118,'DER Output'!$S$18:$W$41,4,FALSE),VLOOKUP($D118,'DER Output'!$S$18:$W$41,5,FALSE))","v":0.17224423800777711},{"$f":"IF($C118=\"S\",VLOOKUP($D118,'DER Output'!$S$18:$W$41,4,FALSE),VLOOKUP($D118,'DER Output'!$S$18:$W$41,5,FALSE))","v":0.17224423800777711},{"$f":"IF($C118=\"S\",VLOOKUP($D118,'DER Output'!$S$18:$W$41,4,FALSE),VLOOKUP($D118,'DER Output'!$S$18:$W$41,5,FALSE))","v":0.17224423800777711},{"$f":"IFERROR(IF(OR(C118=\"S\",C118=\"D\"),VLOOKUP(B118,'Seasonal Customer Count'!$B:$I,4,FALSE),IF(C118=\"W\",VLOOKUP(B118,'Seasonal Customer Count'!$B:$P,12,FALSE),\"Check\")),0)","v":1704},{"$f":"IFERROR(IF(OR(C118=\"S\",C118=\"D\"),VLOOKUP(B118,'Seasonal Customer Count'!$B:$P,5,FALSE),IF(C118=\"W\",VLOOKUP(B118,'Seasonal Customer Count'!$B:$P,13,FALSE),\"Check\")),0)","v":131},{"$f":"IFERROR(IF(OR(C118=\"S\",C118=\"D\"),VLOOKUP(B118,'Seasonal Customer Count'!$B:$P,6,FALSE),IF(C118=\"W\",VLOOKUP(B118,'Seasonal Customer Count'!$B:$P,14,FALSE),\"Check\")),0)","v":130},{"$f":"IFERROR(IF(OR(C118=\"S\",C118=\"D\"),VLOOKUP(B118,'Seasonal Customer Count'!$B:$P,7,FALSE),IF(C118=\"W\",VLOOKUP(B118,'Seasonal Customer Count'!$B:$P,15,FALSE),\"Check\")),0)","v":0},{"$f":"IFERROR(IF(OR(C118=\"S\",C118=\"D\"),VLOOKUP(B118,'Seasonal Customer Count'!$B:$P,8,FALSE),IF(C118=\"W\",VLOOKUP(B118,'Seasonal Customer Count'!$B:$P,16,FALSE),\"Check\")),0)","v":342},{"$f":"Summary!$D$8*(K118*'Average Project Size'!$F$6+L118*'Average Project Size'!$F$7+M118*'Average Project Size'!$F$8+N118*'Average Project Size'!$F$10+O118*'Average Project Size'!$F$9)/1000","v":0.31721757183828425},{"$f":"Summary!$D$8*(K118*F118*'Average Project Size'!$F$6+L118*G118*'Average Project Size'!$F$7+M118*H118*'Average Project Size'!$F$8+N118*I118*'Average Project Size'!$F$10+O118*J118*'Average Project Size'!$F$9)/1000","v":5.4638898943962566E-2}]
[null,{"$f":"'Peak Identification'!B117","v":"BOMT T-133"},{"$f":"'Peak Identification'!D117","v":"S"},{"$f":"'Peak Identification'!E117","v":18},{"$f":"VLOOKUP($D119,'DER Output'!$S$17:$X$41,6,FALSE)","v":0.16032398020038169},{"$f":"IF($C119=\"S\",VLOOKUP($D119,'DER Output'!$S$18:$W$41,2,FALSE),VLOOKUP($D119,'DER Output'!$S$18:$W$41,3,FALSE))","v":0.17224423800777711},{"$f":"IF($C119=\"S\",VLOOKUP($D119,'DER Output'!$S$18:$W$41,4,FALSE),VLOOKUP($D119,'DER Output'!$S$18:$W$41,5,FALSE))","v":0.17224423800777711},{"$f":"IF($C119=\"S\",VLOOKUP($D119,'DER Output'!$S$18:$W$41,4,FALSE),VLOOKUP($D119,'DER Output'!$S$18:$W$41,5,FALSE))","v":0.17224423800777711},{"$f":"IF($C119=\"S\",VLOOKUP($D119,'DER Output'!$S$18:$W$41,4,FALSE),VLOOKUP($D119,'DER Output'!$S$18:$W$41,5,FALSE))","v":0.17224423800777711},{"$f":"IF($C119=\"S\",VLOOKUP($D119,'DER Output'!$S$18:$W$41,4,FALSE),VLOOKUP($D119,'DER Output'!$S$18:$W$41,5,FALSE))","v":0.17224423800777711},{"$f":"IFERROR(IF(OR(C119=\"S\",C119=\"D\"),VLOOKUP(B119,'Seasonal Customer Count'!$B:$I,4,FALSE),IF(C119=\"W\",VLOOKUP(B119,'Seasonal Customer Count'!$B:$P,12,FALSE),\"Check\")),0)","v":0},{"$f":"IFERROR(IF(OR(C119=\"S\",C119=\"D\"),VLOOKUP(B119,'Seasonal Customer Count'!$B:$P,5,FALSE),IF(C119=\"W\",VLOOKUP(B119,'Seasonal Customer Count'!$B:$P,13,FALSE),\"Check\")),0)","v":0},{"$f":"IFERROR(IF(OR(C119=\"S\",C119=\"D\"),VLOOKUP(B119,'Seasonal Customer Count'!$B:$P,6,FALSE),IF(C119=\"W\",VLOOKUP(B119,'Seasonal Customer Count'!$B:$P,14,FALSE),\"Check\")),0)","v":0},{"$f":"IFERROR(IF(OR(C119=\"S\",C119=\"D\"),VLOOKUP(B119,'Seasonal Customer Count'!$B:$P,7,FALSE),IF(C119=\"W\",VLOOKUP(B119,'Seasonal Customer Count'!$B:$P,15,FALSE),\"Check\")),0)","v":0},{"$f":"IFERROR(IF(OR(C119=\"S\",C119=\"D\"),VLOOKUP(B119,'Seasonal Customer Count'!$B:$P,8,FALSE),IF(C119=\"W\",VLOOKUP(B119,'Seasonal Customer Count'!$B:$P,16,FALSE),\"Check\")),0)","v":0},{"$f":"Summary!$D$8*(K119*'Average Project Size'!$F$6+L119*'Average Project Size'!$F$7+M119*'Average Project Size'!$F$8+N119*'Average Project Size'!$F$10+O119*'Average Project Size'!$F$9)/1000","v":0},{"$f":"Summary!$D$8*(K119*F119*'Average Project Size'!$F$6+L119*G119*'Average Project Size'!$F$7+M119*H119*'Average Project Size'!$F$8+N119*I119*'Average Project Size'!$F$10+O119*J119*'Average Project Size'!$F$9)/1000","v":0}]
[null,{"$f":"'Peak Identification'!B118","v":"BOMT T-231"},{"$f":"'Peak Identification'!D118","v":"S"},{"$f":"'Peak Identification'!E118","v":15},{"$f":"VLOOKUP($D120,'DER Output'!$S$17:$X$41,6,FALSE)","v":0.24675324675324678},{"$f":"IF($C120=\"S\",VLOOKUP($D120,'DER Output'!$S$18:$W$41,2,FALSE),VLOOKUP($D120,'DER Output'!$S$18:$W$41,3,FALSE))","v":0.57498529407079435},{"$f":"IF($C120=\"S\",VLOOKUP($D120,'DER Output'!$S$18:$W$41,4,FALSE),VLOOKUP($D120,'DER Output'!$S$18:$W$41,5,FALSE))","v":0.57498529407079435},{"$f":"IF($C120=\"S\",VLOOKUP($D120,'DER Output'!$S$18:$W$41,4,FALSE),VLOOKUP($D120,'DER Output'!$S$18:$W$41,5,FALSE))","v":0.57498529407079435},{"$f":"IF($C120=\"S\",VLOOKUP($D120,'DER Output'!$S$18:$W$41,4,FALSE),VLOOKUP($D120,'DER Output'!$S$18:$W$41,5,FALSE))","v":0.57498529407079435},{"$f":"IF($C120=\"S\",VLOOKUP($D120,'DER Output'!$S$18:$W$41,4,FALSE),VLOOKUP($D120,'DER Output'!$S$18:$W$41,5,FALSE))","v":0.57498529407079435},{"$f":"IFERROR(IF(OR(C120=\"S\",C120=\"D\"),VLOOKUP(B120,'Seasonal Customer Count'!$B:$I,4,FALSE),IF(C120=\"W\",VLOOKUP(B120,'Seasonal Customer Count'!$B:$P,12,FALSE),\"Check\")),0)","v":0},{"$f":"IFERROR(IF(OR(C120=\"S\",C120=\"D\"),VLOOKUP(B120,'Seasonal Customer Count'!$B:$P,5,FALSE),IF(C120=\"W\",VLOOKUP(B120,'Seasonal Customer Count'!$B:$P,13,FALSE),\"Check\")),0)","v":0},{"$f":"IFERROR(IF(OR(C120=\"S\",C120=\"D\"),VLOOKUP(B120,'Seasonal Customer Count'!$B:$P,6,FALSE),IF(C120=\"W\",VLOOKUP(B120,'Seasonal Customer Count'!$B:$P,14,FALSE),\"Check\")),0)","v":0},{"$f":"IFERROR(IF(OR(C120=\"S\",C120=\"D\"),VLOOKUP(B120,'Seasonal Customer Count'!$B:$P,7,FALSE),IF(C120=\"W\",VLOOKUP(B120,'Seasonal Customer Count'!$B:$P,15,FALSE),\"Check\")),0)","v":0},{"$f":"IFERROR(IF(OR(C120=\"S\",C120=\"D\"),VLOOKUP(B120,'Seasonal Customer Count'!$B:$P,8,FALSE),IF(C120=\"W\",VLOOKUP(B120,'Seasonal Customer Count'!$B:$P,16,FALSE),\"Check\")),0)","v":0},{"$f":"Summary!$D$8*(K120*'Average Project Size'!$F$6+L120*'Average Project Size'!$F$7+M120*'Average Project Size'!$F$8+N120*'Average Project Size'!$F$10+O120*'Average Project Size'!$F$9)/1000","v":0},{"$f":"Summary!$D$8*(K120*F120*'Average Project Size'!$F$6+L120*G120*'Average Project Size'!$F$7+M120*H120*'Average Project Size'!$F$8+N120*I120*'Average Project Size'!$F$10+O120*J120*'Average Project Size'!$F$9)/1000","v":0}]
[null,{"$f":"'Peak Identification'!B119","v":"BORA T-341"},{"$f":"'Peak Identification'!D119","v":"S"},{"$f":"'Peak Identification'!E119","v":0},{"$f":"VLOOKUP($D121,'DER Output'!$S$17:$X$41,6,FALSE)","v":0},{"$f":"IF($C121=\"S\",VLOOKUP($D121,'DER Output'!$S$18:$W$41,2,FALSE),VLOOKUP($D121,'DER Output'!$S$18:$W$41,3,FALSE))","v":5.9141103405834004E-4},{"$f":"IF($C121=\"S\",VLOOKUP($D121,'DER Output'!$S$18:$W$41,4,FALSE),VLOOKUP($D121,'DER Output'!$S$18:$W$41,5,FALSE))","v":5.9141103405834004E-4},{"$f":"IF($C121=\"S\",VLOOKUP($D121,'DER Output'!$S$18:$W$41,4,FALSE),VLOOKUP($D121,'DER Output'!$S$18:$W$41,5,FALSE))","v":5.9141103405834004E-4},{"$f":"IF($C121=\"S\",VLOOKUP($D121,'DER Output'!$S$18:$W$41,4,FALSE),VLOOKUP($D121,'DER Output'!$S$18:$W$41,5,FALSE))","v":5.9141103405834004E-4},{"$f":"IF($C121=\"S\",VLOOKUP($D121,'DER Output'!$S$18:$W$41,4,FALSE),VLOOKUP($D121,'DER Output'!$S$18:$W$41,5,FALSE))","v":5.9141103405834004E-4},{"$f":"IFERROR(IF(OR(C121=\"S\",C121=\"D\"),VLOOKUP(B121,'Seasonal Customer Count'!$B:$I,4,FALSE),IF(C121=\"W\",VLOOKUP(B121,'Seasonal Customer Count'!$B:$P,12,FALSE),\"Check\")),0)","v":0},{"$f":"IFERROR(IF(OR(C121=\"S\",C121=\"D\"),VLOOKUP(B121,'Seasonal Customer Count'!$B:$P,5,FALSE),IF(C121=\"W\",VLOOKUP(B121,'Seasonal Customer Count'!$B:$P,13,FALSE),\"Check\")),0)","v":0},{"$f":"IFERROR(IF(OR(C121=\"S\",C121=\"D\"),VLOOKUP(B121,'Seasonal Customer Count'!$B:$P,6,FALSE),IF(C121=\"W\",VLOOKUP(B121,'Seasonal Customer Count'!$B:$P,14,FALSE),\"Check\")),0)","v":0},{"$f":"IFERROR(IF(OR(C121=\"S\",C121=\"D\"),VLOOKUP(B121,'Seasonal Customer Count'!$B:$P,7,FALSE),IF(C121=\"W\",VLOOKUP(B121,'Seasonal Customer Count'!$B:$P,15,FALSE),\"Check\")),0)","v":0},{"$f":"IFERROR(IF(OR(C121=\"S\",C121=\"D\"),VLOOKUP(B121,'Seasonal Customer Count'!$B:$P,8,FALSE),IF(C121=\"W\",VLOOKUP(B121,'Seasonal Customer Count'!$B:$P,16,FALSE),\"Check\")),0)","v":0},{"$f":"Summary!$D$8*(K121*'Average Project Size'!$F$6+L121*'Average Project Size'!$F$7+M121*'Average Project Size'!$F$8+N121*'Average Project Size'!$F$10+O121*'Average Project Size'!$F$9)/1000","v":0},{"$f":"Summary!$D$8*(K121*F121*'Average Project Size'!$F$6+L121*G121*'Average Project Size'!$F$7+M121*H121*'Average Project Size'!$F$8+N121*I121*'Average Project Size'!$F$10+O121*J121*'Average Project Size'!$F$9)/1000","v":0}]
[null,{"$f":"'Peak Identification'!B120","v":"BRDR11"},{"$f":"'Peak Identification'!D120","v":"W"},{"$f":"'Peak Identification'!E120","v":7},{"$f":"VLOOKUP($D122,'DER Output'!$S$17:$X$41,6,FALSE)","v":0},{"$f":"IF($C122=\"S\",VLOOKUP($D122,'DER Output'!$S$18:$W$41,2,FALSE),VLOOKUP($D122,'DER Output'!$S$18:$W$41,3,FALSE))","v":1.6354374218706029E-3},{"$f":"IF($C122=\"S\",VLOOKUP($D122,'DER Output'!$S$18:$W$41,4,FALSE),VLOOKUP($D122,'DER Output'!$S$18:$W$41,5,FALSE))","v":1.6354374218706029E-3},{"$f":"IF($C122=\"S\",VLOOKUP($D122,'DER Output'!$S$18:$W$41,4,FALSE),VLOOKUP($D122,'DER Output'!$S$18:$W$41,5,FALSE))","v":1.6354374218706029E-3},{"$f":"IF($C122=\"S\",VLOOKUP($D122,'DER Output'!$S$18:$W$41,4,FALSE),VLOOKUP($D122,'DER Output'!$S$18:$W$41,5,FALSE))","v":1.6354374218706029E-3},{"$f":"IF($C122=\"S\",VLOOKUP($D122,'DER Output'!$S$18:$W$41,4,FALSE),VLOOKUP($D122,'DER Output'!$S$18:$W$41,5,FALSE))","v":1.6354374218706029E-3},{"$f":"IFERROR(IF(OR(C122=\"S\",C122=\"D\"),VLOOKUP(B122,'Seasonal Customer Count'!$B:$I,4,FALSE),IF(C122=\"W\",VLOOKUP(B122,'Seasonal Customer Count'!$B:$P,12,FALSE),\"Check\")),0)","v":0},{"$f":"IFERROR(IF(OR(C122=\"S\",C122=\"D\"),VLOOKUP(B122,'Seasonal Customer Count'!$B:$P,5,FALSE),IF(C122=\"W\",VLOOKUP(B122,'Seasonal Customer Count'!$B:$P,13,FALSE),\"Check\")),0)","v":1},{"$f":"IFERROR(IF(OR(C122=\"S\",C122=\"D\"),VLOOKUP(B122,'Seasonal Customer Count'!$B:$P,6,FALSE),IF(C122=\"W\",VLOOKUP(B122,'Seasonal Customer Count'!$B:$P,14,FALSE),\"Check\")),0)","v":0},{"$f":"IFERROR(IF(OR(C122=\"S\",C122=\"D\"),VLOOKUP(B122,'Seasonal Customer Count'!$B:$P,7,FALSE),IF(C122=\"W\",VLOOKUP(B122,'Seasonal Customer Count'!$B:$P,15,FALSE),\"Check\")),0)","v":1},{"$f":"IFERROR(IF(OR(C122=\"S\",C122=\"D\"),VLOOKUP(B122,'Seasonal Customer Count'!$B:$P,8,FALSE),IF(C122=\"W\",VLOOKUP(B122,'Seasonal Customer Count'!$B:$P,16,FALSE),\"Check\")),0)","v":0},{"$f":"Summary!$D$8*(K122*'Average Project Size'!$F$6+L122*'Average Project Size'!$F$7+M122*'Average Project Size'!$F$8+N122*'Average Project Size'!$F$10+O122*'Average Project Size'!$F$9)/1000","v":3.0088578281817599E-3},{"$f":"Summary!$D$8*(K122*F122*'Average Project Size'!$F$6+L122*G122*'Average Project Size'!$F$7+M122*H122*'Average Project Size'!$F$8+N122*I122*'Average Project Size'!$F$10+O122*J122*'Average Project Size'!$F$9)/1000","v":4.920798689296759E-6}]
[null,{"$f":"'Peak Identification'!B121","v":"BRDR12"},{"$f":"'Peak Identification'!D121","v":"S"},{"$f":"'Peak Identification'!E121","v":17},{"$f":"VLOOKUP($D123,'DER Output'!$S$17:$X$41,6,FALSE)","v":0.19174838710475617},{"$f":"IF($C123=\"S\",VLOOKUP($D123,'DER Output'!$S$18:$W$41,2,FALSE),VLOOKUP($D123,'DER Output'!$S$18:$W$41,3,FALSE))","v":0.30300399777640191},{"$f":"IF($C123=\"S\",VLOOKUP($D123,'DER Output'!$S$18:$W$41,4,FALSE),VLOOKUP($D123,'DER Output'!$S$18:$W$41,5,FALSE))","v":0.30300399777640191},{"$f":"IF($C123=\"S\",VLOOKUP($D123,'DER Output'!$S$18:$W$41,4,FALSE),VLOOKUP($D123,'DER Output'!$S$18:$W$41,5,FALSE))","v":0.30300399777640191},{"$f":"IF($C123=\"S\",VLOOKUP($D123,'DER Output'!$S$18:$W$41,4,FALSE),VLOOKUP($D123,'DER Output'!$S$18:$W$41,5,FALSE))","v":0.30300399777640191},{"$f":"IF($C123=\"S\",VLOOKUP($D123,'DER Output'!$S$18:$W$41,4,FALSE),VLOOKUP($D123,'DER Output'!$S$18:$W$41,5,FALSE))","v":0.30300399777640191},{"$f":"IFERROR(IF(OR(C123=\"S\",C123=\"D\"),VLOOKUP(B123,'Seasonal Customer Count'!$B:$I,4,FALSE),IF(C123=\"W\",VLOOKUP(B123,'Seasonal Customer Count'!$B:$P,12,FALSE),\"Check\")),0)","v":12},{"$f":"IFERROR(IF(OR(C123=\"S\",C123=\"D\"),VLOOKUP(B123,'Seasonal Customer Count'!$B:$P,5,FALSE),IF(C123=\"W\",VLOOKUP(B123,'Seasonal Customer Count'!$B:$P,13,FALSE),\"Check\")),0)","v":12},{"$f":"IFERROR(IF(OR(C123=\"S\",C123=\"D\"),VLOOKUP(B123,'Seasonal Customer Count'!$B:$P,6,FALSE),IF(C123=\"W\",VLOOKUP(B123,'Seasonal Customer Count'!$B:$P,14,FALSE),\"Check\")),0)","v":11},{"$f":"IFERROR(IF(OR(C123=\"S\",C123=\"D\"),VLOOKUP(B123,'Seasonal Customer Count'!$B:$P,7,FALSE),IF(C123=\"W\",VLOOKUP(B123,'Seasonal Customer Count'!$B:$P,15,FALSE),\"Check\")),0)","v":0},{"$f":"IFERROR(IF(OR(C123=\"S\",C123=\"D\"),VLOOKUP(B123,'Seasonal Customer Count'!$B:$P,8,FALSE),IF(C123=\"W\",VLOOKUP(B123,'Seasonal Customer Count'!$B:$P,16,FALSE),\"Check\")),0)","v":17},{"$f":"Summary!$D$8*(K123*'Average Project Size'!$F$6+L123*'Average Project Size'!$F$7+M123*'Average Project Size'!$F$8+N123*'Average Project Size'!$F$10+O123*'Average Project Size'!$F$9)/1000","v":1.406142946877539E-2},{"$f":"Summary!$D$8*(K123*F123*'Average Project Size'!$F$6+L123*G123*'Average Project Size'!$F$7+M123*H123*'Average Project Size'!$F$8+N123*I123*'Average Project Size'!$F$10+O123*J123*'Average Project Size'!$F$9)/1000","v":4.2606693434898511E-3}]
[null,{"$f":"'Peak Identification'!B122","v":"BRDR T-131"},{"$f":"'Peak Identification'!D122","v":"D"},{"$f":"'Peak Identification'!E122","v":21},{"$f":"VLOOKUP($D124,'DER Output'!$S$17:$X$41,6,FALSE)","v":0},{"$f":"IF($C124=\"S\",VLOOKUP($D124,'DER Output'!$S$18:$W$41,2,FALSE),VLOOKUP($D124,'DER Output'!$S$18:$W$41,3,FALSE))","v":2.2591428871994025E-4},{"$f":"IF($C124=\"S\",VLOOKUP($D124,'DER Output'!$S$18:$W$41,4,FALSE),VLOOKUP($D124,'DER Output'!$S$18:$W$41,5,FALSE))","v":2.2591428871994025E-4},{"$f":"IF($C124=\"S\",VLOOKUP($D124,'DER Output'!$S$18:$W$41,4,FALSE),VLOOKUP($D124,'DER Output'!$S$18:$W$41,5,FALSE))","v":2.2591428871994025E-4},{"$f":"IF($C124=\"S\",VLOOKUP($D124,'DER Output'!$S$18:$W$41,4,FALSE),VLOOKUP($D124,'DER Output'!$S$18:$W$41,5,FALSE))","v":2.2591428871994025E-4},{"$f":"IF($C124=\"S\",VLOOKUP($D124,'DER Output'!$S$18:$W$41,4,FALSE),VLOOKUP($D124,'DER Output'!$S$18:$W$41,5,FALSE))","v":2.2591428871994025E-4},{"$f":"IFERROR(IF(OR(C124=\"S\",C124=\"D\"),VLOOKUP(B124,'Seasonal Customer Count'!$B:$I,4,FALSE),IF(C124=\"W\",VLOOKUP(B124,'Seasonal Customer Count'!$B:$P,12,FALSE),\"Check\")),0)","v":12},{"$f":"IFERROR(IF(OR(C124=\"S\",C124=\"D\"),VLOOKUP(B124,'Seasonal Customer Count'!$B:$P,5,FALSE),IF(C124=\"W\",VLOOKUP(B124,'Seasonal Customer Count'!$B:$P,13,FALSE),\"Check\")),0)","v":12},{"$f":"IFERROR(IF(OR(C124=\"S\",C124=\"D\"),VLOOKUP(B124,'Seasonal Customer Count'!$B:$P,6,FALSE),IF(C124=\"W\",VLOOKUP(B124,'Seasonal Customer Count'!$B:$P,14,FALSE),\"Check\")),0)","v":11},{"$f":"IFERROR(IF(OR(C124=\"S\",C124=\"D\"),VLOOKUP(B124,'Seasonal Customer Count'!$B:$P,7,FALSE),IF(C124=\"W\",VLOOKUP(B124,'Seasonal Customer Count'!$B:$P,15,FALSE),\"Check\")),0)","v":0},{"$f":"IFERROR(IF(OR(C124=\"S\",C124=\"D\"),VLOOKUP(B124,'Seasonal Customer Count'!$B:$P,8,FALSE),IF(C124=\"W\",VLOOKUP(B124,'Seasonal Customer Count'!$B:$P,16,FALSE),\"Check\")),0)","v":17},{"$f":"Summary!$D$8*(K124*'Average Project Size'!$F$6+L124*'Average Project Size'!$F$7+M124*'Average Project Size'!$F$8+N124*'Average Project Size'!$F$10+O124*'Average Project Size'!$F$9)/1000","v":1.406142946877539E-2},{"$f":"Summary!$D$8*(K124*F124*'Average Project Size'!$F$6+L124*G124*'Average Project Size'!$F$7+M124*H124*'Average Project Size'!$F$8+N124*I124*'Average Project Size'!$F$10+O124*J124*'Average Project Size'!$F$9)/1000","v":3.1766778368239997E-6}]
[null,{"$f":"'Peak Identification'!B123","v":"BRDY T-231"},{"$f":"'Peak Identification'!D123","v":"S"},{"$f":"'Peak Identification'!E123","v":0},{"$f":"VLOOKUP($D125,'DER Output'!$S$17:$X$41,6,FALSE)","v":0},{"$f":"IF($C125=\"S\",VLOOKUP($D125,'DER Output'!$S$18:$W$41,2,FALSE),VLOOKUP($D125,'DER Output'!$S$18:$W$41,3,FALSE))","v":5.9141103405834004E-4},{"$f":"IF($C125=\"S\",VLOOKUP($D125,'DER Output'!$S$18:$W$41,4,FALSE),VLOOKUP($D125,'DER Output'!$S$18:$W$41,5,FALSE))","v":5.9141103405834004E-4},{"$f":"IF($C125=\"S\",VLOOKUP($D125,'DER Output'!$S$18:$W$41,4,FALSE),VLOOKUP($D125,'DER Output'!$S$18:$W$41,5,FALSE))","v":5.9141103405834004E-4},{"$f":"IF($C125=\"S\",VLOOKUP($D125,'DER Output'!$S$18:$W$41,4,FALSE),VLOOKUP($D125,'DER Output'!$S$18:$W$41,5,FALSE))","v":5.9141103405834004E-4},{"$f":"IF($C125=\"S\",VLOOKUP($D125,'DER Output'!$S$18:$W$41,4,FALSE),VLOOKUP($D125,'DER Output'!$S$18:$W$41,5,FALSE))","v":5.9141103405834004E-4},{"$f":"IFERROR(IF(OR(C125=\"S\",C125=\"D\"),VLOOKUP(B125,'Seasonal Customer Count'!$B:$I,4,FALSE),IF(C125=\"W\",VLOOKUP(B125,'Seasonal Customer Count'!$B:$P,12,FALSE),\"Check\")),0)","v":0},{"$f":"IFERROR(IF(OR(C125=\"S\",C125=\"D\"),VLOOKUP(B125,'Seasonal Customer Count'!$B:$P,5,FALSE),IF(C125=\"W\",VLOOKUP(B125,'Seasonal Customer Count'!$B:$P,13,FALSE),\"Check\")),0)","v":0},{"$f":"IFERROR(IF(OR(C125=\"S\",C125=\"D\"),VLOOKUP(B125,'Seasonal Customer Count'!$B:$P,6,FALSE),IF(C125=\"W\",VLOOKUP(B125,'Seasonal Customer Count'!$B:$P,14,FALSE),\"Check\")),0)","v":0},{"$f":"IFERROR(IF(OR(C125=\"S\",C125=\"D\"),VLOOKUP(B125,'Seasonal Customer Count'!$B:$P,7,FALSE),IF(C125=\"W\",VLOOKUP(B125,'Seasonal Customer Count'!$B:$P,15,FALSE),\"Check\")),0)","v":0},{"$f":"IFERROR(IF(OR(C125=\"S\",C125=\"D\"),VLOOKUP(B125,'Seasonal Customer Count'!$B:$P,8,FALSE),IF(C125=\"W\",VLOOKUP(B125,'Seasonal Customer Count'!$B:$P,16,FALSE),\"Check\")),0)","v":0},{"$f":"Summary!$D$8*(K125*'Average Project Size'!$F$6+L125*'Average Project Size'!$F$7+M125*'Average Project Size'!$F$8+N125*'Average Project Size'!$F$10+O125*'Average Project Size'!$F$9)/1000","v":0},{"$f":"Summary!$D$8*(K125*F125*'Average Project Size'!$F$6+L125*G125*'Average Project Size'!$F$7+M125*H125*'Average Project Size'!$F$8+N125*I125*'Average Project Size'!$F$10+O125*J125*'Average Project Size'!$F$9)/1000","v":0}]
[null,{"$f":"'Peak Identification'!B124","v":"BRDY T-232"},{"$f":"'Peak Identification'!D124","v":"S"},{"$f":"'Peak Identification'!E124","v":0},{"$f":"VLOOKUP($D126,'DER Output'!$S$17:$X$41,6,FALSE)","v":0},{"$f":"IF($C126=\"S\",VLOOKUP($D126,'DER Output'!$S$18:$W$41,2,FALSE),VLOOKUP($D126,'DER Output'!$S$18:$W$41,3,FALSE))","v":5.9141103405834004E-4},{"$f":"IF($C126=\"S\",VLOOKUP($D126,'DER Output'!$S$18:$W$41,4,FALSE),VLOOKUP($D126,'DER Output'!$S$18:$W$41,5,FALSE))","v":5.9141103405834004E-4},{"$f":"IF($C126=\"S\",VLOOKUP($D126,'DER Output'!$S$18:$W$41,4,FALSE),VLOOKUP($D126,'DER Output'!$S$18:$W$41,5,FALSE))","v":5.9141103405834004E-4},{"$f":"IF($C126=\"S\",VLOOKUP($D126,'DER Output'!$S$18:$W$41,4,FALSE),VLOOKUP($D126,'DER Output'!$S$18:$W$41,5,FALSE))","v":5.9141103405834004E-4},{"$f":"IF($C126=\"S\",VLOOKUP($D126,'DER Output'!$S$18:$W$41,4,FALSE),VLOOKUP($D126,'DER Output'!$S$18:$W$41,5,FALSE))","v":5.9141103405834004E-4},{"$f":"IFERROR(IF(OR(C126=\"S\",C126=\"D\"),VLOOKUP(B126,'Seasonal Customer Count'!$B:$I,4,FALSE),IF(C126=\"W\",VLOOKUP(B126,'Seasonal Customer Count'!$B:$P,12,FALSE),\"Check\")),0)","v":0},{"$f":"IFERROR(IF(OR(C126=\"S\",C126=\"D\"),VLOOKUP(B126,'Seasonal Customer Count'!$B:$P,5,FALSE),IF(C126=\"W\",VLOOKUP(B126,'Seasonal Customer Count'!$B:$P,13,FALSE),\"Check\")),0)","v":0},{"$f":"IFERROR(IF(OR(C126=\"S\",C126=\"D\"),VLOOKUP(B126,'Seasonal Customer Count'!$B:$P,6,FALSE),IF(C126=\"W\",VLOOKUP(B126,'Seasonal Customer Count'!$B:$P,14,FALSE),\"Check\")),0)","v":0},{"$f":"IFERROR(IF(OR(C126=\"S\",C126=\"D\"),VLOOKUP(B126,'Seasonal Customer Count'!$B:$P,7,FALSE),IF(C126=\"W\",VLOOKUP(B126,'Seasonal Customer Count'!$B:$P,15,FALSE),\"Check\")),0)","v":0},{"$f":"IFERROR(IF(OR(C126=\"S\",C126=\"D\"),VLOOKUP(B126,'Seasonal Customer Count'!$B:$P,8,FALSE),IF(C126=\"W\",VLOOKUP(B126,'Seasonal Customer Count'!$B:$P,16,FALSE),\"Check\")),0)","v":0},{"$f":"Summary!$D$8*(K126*'Average Project Size'!$F$6+L126*'Average Project Size'!$F$7+M126*'Average Project Size'!$F$8+N126*'Average Project Size'!$F$10+O126*'Average Project Size'!$F$9)/1000","v":0},{"$f":"Summary!$D$8*(K126*F126*'Average Project Size'!$F$6+L126*G126*'Average Project Size'!$F$7+M126*H126*'Average Project Size'!$F$8+N126*I126*'Average Project Size'!$F$10+O126*J126*'Average Project Size'!$F$9)/1000","v":0}]
[null,{"$f":"'Peak Identification'!B125","v":"BRDY T-233"},{"$f":"'Peak Identification'!D125","v":"S"},{"$f":"'Peak Identification'!E125","v":0},{"$f":"VLOOKUP($D127,'DER Output'!$S$17:$X$41,6,FALSE)","v":0},{"$f":"IF($C127=\"S\",VLOOKUP($D127,'DER Output'!$S$18:$W$41,2,FALSE),VLOOKUP($D127,'DER Output'!$S$18:$W$41,3,FALSE))","v":5.9141103405834004E-4},{"$f":"IF($C127=\"S\",VLOOKUP($D127,'DER Output'!$S$18:$W$41,4,FALSE),VLOOKUP($D127,'DER Output'!$S$18:$W$41,5,FALSE))","v":5.9141103405834004E-4},{"$f":"IF($C127=\"S\",VLOOKUP($D127,'DER Output'!$S$18:$W$41,4,FALSE),VLOOKUP($D127,'DER Output'!$S$18:$W$41,5,FALSE))","v":5.9141103405834004E-4},{"$f":"IF($C127=\"S\",VLOOKUP($D127,'DER Output'!$S$18:$W$41,4,FALSE),VLOOKUP($D127,'DER Output'!$S$18:$W$41,5,FALSE))","v":5.9141103405834004E-4},{"$f":"IF($C127=\"S\",VLOOKUP($D127,'DER Output'!$S$18:$W$41,4,FALSE),VLOOKUP($D127,'DER Output'!$S$18:$W$41,5,FALSE))","v":5.9141103405834004E-4},{"$f":"IFERROR(IF(OR(C127=\"S\",C127=\"D\"),VLOOKUP(B127,'Seasonal Customer Count'!$B:$I,4,FALSE),IF(C127=\"W\",VLOOKUP(B127,'Seasonal Customer Count'!$B:$P,12,FALSE),\"Check\")),0)","v":0},{"$f":"IFERROR(IF(OR(C127=\"S\",C127=\"D\"),VLOOKUP(B127,'Seasonal Customer Count'!$B:$P,5,FALSE),IF(C127=\"W\",VLOOKUP(B127,'Seasonal Customer Count'!$B:$P,13,FALSE),\"Check\")),0)","v":0},{"$f":"IFERROR(IF(OR(C127=\"S\",C127=\"D\"),VLOOKUP(B127,'Seasonal Customer Count'!$B:$P,6,FALSE),IF(C127=\"W\",VLOOKUP(B127,'Seasonal Customer Count'!$B:$P,14,FALSE),\"Check\")),0)","v":0},{"$f":"IFERROR(IF(OR(C127=\"S\",C127=\"D\"),VLOOKUP(B127,'Seasonal Customer Count'!$B:$P,7,FALSE),IF(C127=\"W\",VLOOKUP(B127,'Seasonal Customer Count'!$B:$P,15,FALSE),\"Check\")),0)","v":0},{"$f":"IFERROR(IF(OR(C127=\"S\",C127=\"D\"),VLOOKUP(B127,'Seasonal Customer Count'!$B:$P,8,FALSE),IF(C127=\"W\",VLOOKUP(B127,'Seasonal Customer Count'!$B:$P,16,FALSE),\"Check\")),0)","v":0},{"$f":"Summary!$D$8*(K127*'Average Project Size'!$F$6+L127*'Average Project Size'!$F$7+M127*'Average Project Size'!$F$8+N127*'Average Project Size'!$F$10+O127*'Average Project Size'!$F$9)/1000","v":0},{"$f":"Summary!$D$8*(K127*F127*'Average Project Size'!$F$6+L127*G127*'Average Project Size'!$F$7+M127*H127*'Average Project Size'!$F$8+N127*I127*'Average Project Size'!$F$10+O127*J127*'Average Project Size'!$F$9)/1000","v":0}]
[null,{"$f":"'Peak Identification'!B126","v":"BSCR11"},{"$f":"'Peak Identification'!D126","v":"S"},{"$f":"'Peak Identification'!E126","v":19},{"$f":"VLOOKUP($D128,'DER Output'!$S$17:$X$41,6,FALSE)","v":0.11066797934994306},{"$f":"IF($C128=\"S\",VLOOKUP($D128,'DER Output'!$S$18:$W$41,2,FALSE),VLOOKUP($D128,'DER Output'!$S$18:$W$41,3,FALSE))","v":7.5840560103576066E-2},{"$f":"IF($C128=\"S\",VLOOKUP($D128,'DER Output'!$S$18:$W$41,4,FALSE),VLOOKUP($D128,'DER Output'!$S$18:$W$41,5,FALSE))","v":7.5840560103576066E-2},{"$f":"IF($C128=\"S\",VLOOKUP($D128,'DER Output'!$S$18:$W$41,4,FALSE),VLOOKUP($D128,'DER Output'!$S$18:$W$41,5,FALSE))","v":7.5840560103576066E-2},{"$f":"IF($C128=\"S\",VLOOKUP($D128,'DER Output'!$S$18:$W$41,4,FALSE),VLOOKUP($D128,'DER Output'!$S$18:$W$41,5,FALSE))","v":7.5840560103576066E-2},{"$f":"IF($C128=\"S\",VLOOKUP($D128,'DER Output'!$S$18:$W$41,4,FALSE),VLOOKUP($D128,'DER Output'!$S$18:$W$41,5,FALSE))","v":7.5840560103576066E-2},{"$f":"IFERROR(IF(OR(C128=\"S\",C128=\"D\"),VLOOKUP(B128,'Seasonal Customer Count'!$B:$I,4,FALSE),IF(C128=\"W\",VLOOKUP(B128,'Seasonal Customer Count'!$B:$P,12,FALSE),\"Check\")),0)","v":3},{"$f":"IFERROR(IF(OR(C128=\"S\",C128=\"D\"),VLOOKUP(B128,'Seasonal Customer Count'!$B:$P,5,FALSE),IF(C128=\"W\",VLOOKUP(B128,'Seasonal Customer Count'!$B:$P,13,FALSE),\"Check\")),0)","v":3},{"$f":"IFERROR(IF(OR(C128=\"S\",C128=\"D\"),VLOOKUP(B128,'Seasonal Customer Count'!$B:$P,6,FALSE),IF(C128=\"W\",VLOOKUP(B128,'Seasonal Customer Count'!$B:$P,14,FALSE),\"Check\")),0)","v":6},{"$f":"IFERROR(IF(OR(C128=\"S\",C128=\"D\"),VLOOKUP(B128,'Seasonal Customer Count'!$B:$P,7,FALSE),IF(C128=\"W\",VLOOKUP(B128,'Seasonal Customer Count'!$B:$P,15,FALSE),\"Check\")),0)","v":0},{"$f":"IFERROR(IF(OR(C128=\"S\",C128=\"D\"),VLOOKUP(B128,'Seasonal Customer Count'!$B:$P,8,FALSE),IF(C128=\"W\",VLOOKUP(B128,'Seasonal Customer Count'!$B:$P,16,FALSE),\"Check\")),0)","v":3},{"$f":"Summary!$D$8*(K128*'Average Project Size'!$F$6+L128*'Average Project Size'!$F$7+M128*'Average Project Size'!$F$8+N128*'Average Project Size'!$F$10+O128*'Average Project Size'!$F$9)/1000","v":3.2792649162826501E-3},{"$f":"Summary!$D$8*(K128*F128*'Average Project Size'!$F$6+L128*G128*'Average Project Size'!$F$7+M128*H128*'Average Project Size'!$F$8+N128*I128*'Average Project Size'!$F$10+O128*J128*'Average Project Size'!$F$9)/1000","v":2.487012879788827E-4}]
[null,{"$f":"'Peak Identification'!B127","v":"BSCR T-061"},{"$f":"'Peak Identification'!D127","v":"S"},{"$f":"'Peak Identification'!E127","v":19},{"$f":"VLOOKUP($D129,'DER Output'!$S$17:$X$41,6,FALSE)","v":0.11066797934994306},{"$f":"IF($C129=\"S\",VLOOKUP($D129,'DER Output'!$S$18:$W$41,2,FALSE),VLOOKUP($D129,'DER Output'!$S$18:$W$41,3,FALSE))","v":7.5840560103576066E-2},{"$f":"IF($C129=\"S\",VLOOKUP($D129,'DER Output'!$S$18:$W$41,4,FALSE),VLOOKUP($D129,'DER Output'!$S$18:$W$41,5,FALSE))","v":7.5840560103576066E-2},{"$f":"IF($C129=\"S\",VLOOKUP($D129,'DER Output'!$S$18:$W$41,4,FALSE),VLOOKUP($D129,'DER Output'!$S$18:$W$41,5,FALSE))","v":7.5840560103576066E-2},{"$f":"IF($C129=\"S\",VLOOKUP($D129,'DER Output'!$S$18:$W$41,4,FALSE),VLOOKUP($D129,'DER Output'!$S$18:$W$41,5,FALSE))","v":7.5840560103576066E-2},{"$f":"IF($C129=\"S\",VLOOKUP($D129,'DER Output'!$S$18:$W$41,4,FALSE),VLOOKUP($D129,'DER Output'!$S$18:$W$41,5,FALSE))","v":7.5840560103576066E-2},{"$f":"IFERROR(IF(OR(C129=\"S\",C129=\"D\"),VLOOKUP(B129,'Seasonal Customer Count'!$B:$I,4,FALSE),IF(C129=\"W\",VLOOKUP(B129,'Seasonal Customer Count'!$B:$P,12,FALSE),\"Check\")),0)","v":3},{"$f":"IFERROR(IF(OR(C129=\"S\",C129=\"D\"),VLOOKUP(B129,'Seasonal Customer Count'!$B:$P,5,FALSE),IF(C129=\"W\",VLOOKUP(B129,'Seasonal Customer Count'!$B:$P,13,FALSE),\"Check\")),0)","v":3},{"$f":"IFERROR(IF(OR(C129=\"S\",C129=\"D\"),VLOOKUP(B129,'Seasonal Customer Count'!$B:$P,6,FALSE),IF(C129=\"W\",VLOOKUP(B129,'Seasonal Customer Count'!$B:$P,14,FALSE),\"Check\")),0)","v":6},{"$f":"IFERROR(IF(OR(C129=\"S\",C129=\"D\"),VLOOKUP(B129,'Seasonal Customer Count'!$B:$P,7,FALSE),IF(C129=\"W\",VLOOKUP(B129,'Seasonal Customer Count'!$B:$P,15,FALSE),\"Check\")),0)","v":0},{"$f":"IFERROR(IF(OR(C129=\"S\",C129=\"D\"),VLOOKUP(B129,'Seasonal Customer Count'!$B:$P,8,FALSE),IF(C129=\"W\",VLOOKUP(B129,'Seasonal Customer Count'!$B:$P,16,FALSE),\"Check\")),0)","v":3},{"$f":"Summary!$D$8*(K129*'Average Project Size'!$F$6+L129*'Average Project Size'!$F$7+M129*'Average Project Size'!$F$8+N129*'Average Project Size'!$F$10+O129*'Average Project Size'!$F$9)/1000","v":3.2792649162826501E-3},{"$f":"Summary!$D$8*(K129*F129*'Average Project Size'!$F$6+L129*G129*'Average Project Size'!$F$7+M129*H129*'Average Project Size'!$F$8+N129*I129*'Average Project Size'!$F$10+O129*J129*'Average Project Size'!$F$9)/1000","v":2.487012879788827E-4}]
[null,{"$f":"'Peak Identification'!B128","v":"BTLR11"},{"$f":"'Peak Identification'!D128","v":"S"},{"$f":"'Peak Identification'!E128","v":17},{"$f":"VLOOKUP($D130,'DER Output'!$S$17:$X$41,6,FALSE)","v":0.19174838710475617},{"$f":"IF($C130=\"S\",VLOOKUP($D130,'DER Output'!$S$18:$W$41,2,FALSE),VLOOKUP($D130,'DER Output'!$S$18:$W$41,3,FALSE))","v":0.30300399777640191},{"$f":"IF($C130=\"S\",VLOOKUP($D130,'DER Output'!$S$18:$W$41,4,FALSE),VLOOKUP($D130,'DER Output'!$S$18:$W$41,5,FALSE))","v":0.30300399777640191},{"$f":"IF($C130=\"S\",VLOOKUP($D130,'DER Output'!$S$18:$W$41,4,FALSE),VLOOKUP($D130,'DER Output'!$S$18:$W$41,5,FALSE))","v":0.30300399777640191},{"$f":"IF($C130=\"S\",VLOOKUP($D130,'DER Output'!$S$18:$W$41,4,FALSE),VLOOKUP($D130,'DER Output'!$S$18:$W$41,5,FALSE))","v":0.30300399777640191},{"$f":"IF($C130=\"S\",VLOOKUP($D130,'DER Output'!$S$18:$W$41,4,FALSE),VLOOKUP($D130,'DER Output'!$S$18:$W$41,5,FALSE))","v":0.30300399777640191},{"$f":"IFERROR(IF(OR(C130=\"S\",C130=\"D\"),VLOOKUP(B130,'Seasonal Customer Count'!$B:$I,4,FALSE),IF(C130=\"W\",VLOOKUP(B130,'Seasonal Customer Count'!$B:$P,12,FALSE),\"Check\")),0)","v":1172},{"$f":"IFERROR(IF(OR(C130=\"S\",C130=\"D\"),VLOOKUP(B130,'Seasonal Customer Count'!$B:$P,5,FALSE),IF(C130=\"W\",VLOOKUP(B130,'Seasonal Customer Count'!$B:$P,13,FALSE),\"Check\")),0)","v":25},{"$f":"IFERROR(IF(OR(C130=\"S\",C130=\"D\"),VLOOKUP(B130,'Seasonal Customer Count'!$B:$P,6,FALSE),IF(C130=\"W\",VLOOKUP(B130,'Seasonal Customer Count'!$B:$P,14,FALSE),\"Check\")),0)","v":38},{"$f":"IFERROR(IF(OR(C130=\"S\",C130=\"D\"),VLOOKUP(B130,'Seasonal Customer Count'!$B:$P,7,FALSE),IF(C130=\"W\",VLOOKUP(B130,'Seasonal Customer Count'!$B:$P,15,FALSE),\"Check\")),0)","v":1},{"$f":"IFERROR(IF(OR(C130=\"S\",C130=\"D\"),VLOOKUP(B130,'Seasonal Customer Count'!$B:$P,8,FALSE),IF(C130=\"W\",VLOOKUP(B130,'Seasonal Customer Count'!$B:$P,16,FALSE),\"Check\")),0)","v":0},{"$f":"Summary!$D$8*(K130*'Average Project Size'!$F$6+L130*'Average Project Size'!$F$7+M130*'Average Project Size'!$F$8+N130*'Average Project Size'!$F$10+O130*'Average Project Size'!$F$9)/1000","v":5.7888451064879588E-2},{"$f":"Summary!$D$8*(K130*F130*'Average Project Size'!$F$6+L130*G130*'Average Project Size'!$F$7+M130*H130*'Average Project Size'!$F$8+N130*I130*'Average Project Size'!$F$10+O130*J130*'Average Project Size'!$F$9)/1000","v":1.7540432097742125E-2}]
[null,{"$f":"'Peak Identification'!B129","v":"BTLR12"},{"$f":"'Peak Identification'!D129","v":"S"},{"$f":"'Peak Identification'!E129","v":17},{"$f":"VLOOKUP($D131,'DER Output'!$S$17:$X$41,6,FALSE)","v":0.19174838710475617},{"$f":"IF($C131=\"S\",VLOOKUP($D131,'DER Output'!$S$18:$W$41,2,FALSE),VLOOKUP($D131,'DER Output'!$S$18:$W$41,3,FALSE))","v":0.30300399777640191},{"$f":"IF($C131=\"S\",VLOOKUP($D131,'DER Output'!$S$18:$W$41,4,FALSE),VLOOKUP($D131,'DER Output'!$S$18:$W$41,5,FALSE))","v":0.30300399777640191},{"$f":"IF($C131=\"S\",VLOOKUP($D131,'DER Output'!$S$18:$W$41,4,FALSE),VLOOKUP($D131,'DER Output'!$S$18:$W$41,5,FALSE))","v":0.30300399777640191},{"$f":"IF($C131=\"S\",VLOOKUP($D131,'DER Output'!$S$18:$W$41,4,FALSE),VLOOKUP($D131,'DER Output'!$S$18:$W$41,5,FALSE))","v":0.30300399777640191},{"$f":"IF($C131=\"S\",VLOOKUP($D131,'DER Output'!$S$18:$W$41,4,FALSE),VLOOKUP($D131,'DER Output'!$S$18:$W$41,5,FALSE))","v":0.30300399777640191},{"$f":"IFERROR(IF(OR(C131=\"S\",C131=\"D\"),VLOOKUP(B131,'Seasonal Customer Count'!$B:$I,4,FALSE),IF(C131=\"W\",VLOOKUP(B131,'Seasonal Customer Count'!$B:$P,12,FALSE),\"Check\")),0)","v":973},{"$f":"IFERROR(IF(OR(C131=\"S\",C131=\"D\"),VLOOKUP(B131,'Seasonal Customer Count'!$B:$P,5,FALSE),IF(C131=\"W\",VLOOKUP(B131,'Seasonal Customer Count'!$B:$P,13,FALSE),\"Check\")),0)","v":33},{"$f":"IFERROR(IF(OR(C131=\"S\",C131=\"D\"),VLOOKUP(B131,'Seasonal Customer Count'!$B:$P,6,FALSE),IF(C131=\"W\",VLOOKUP(B131,'Seasonal Customer Count'!$B:$P,14,FALSE),\"Check\")),0)","v":38},{"$f":"IFERROR(IF(OR(C131=\"S\",C131=\"D\"),VLOOKUP(B131,'Seasonal Customer Count'!$B:$P,7,FALSE),IF(C131=\"W\",VLOOKUP(B131,'Seasonal Customer Count'!$B:$P,15,FALSE),\"Check\")),0)","v":0},{"$f":"IFERROR(IF(OR(C131=\"S\",C131=\"D\"),VLOOKUP(B131,'Seasonal Customer Count'!$B:$P,8,FALSE),IF(C131=\"W\",VLOOKUP(B131,'Seasonal Customer Count'!$B:$P,16,FALSE),\"Check\")),0)","v":0},{"$f":"Summary!$D$8*(K131*'Average Project Size'!$F$6+L131*'Average Project Size'!$F$7+M131*'Average Project Size'!$F$8+N131*'Average Project Size'!$F$10+O131*'Average Project Size'!$F$9)/1000","v":4.762998584430754E-2},{"$f":"Summary!$D$8*(K131*F131*'Average Project Size'!$F$6+L131*G131*'Average Project Size'!$F$7+M131*H131*'Average Project Size'!$F$8+N131*I131*'Average Project Size'!$F$10+O131*J131*'Average Project Size'!$F$9)/1000","v":1.4432076124858615E-2}]
[null,{"$f":"'Peak Identification'!B130","v":"BTLR13"},{"$f":"'Peak Identification'!D130","v":"S"},{"$f":"'Peak Identification'!E130","v":18},{"$f":"VLOOKUP($D132,'DER Output'!$S$17:$X$41,6,FALSE)","v":0.16032398020038169},{"$f":"IF($C132=\"S\",VLOOKUP($D132,'DER Output'!$S$18:$W$41,2,FALSE),VLOOKUP($D132,'DER Output'!$S$18:$W$41,3,FALSE))","v":0.17224423800777711},{"$f":"IF($C132=\"S\",VLOOKUP($D132,'DER Output'!$S$18:$W$41,4,FALSE),VLOOKUP($D132,'DER Output'!$S$18:$W$41,5,FALSE))","v":0.17224423800777711},{"$f":"IF($C132=\"S\",VLOOKUP($D132,'DER Output'!$S$18:$W$41,4,FALSE),VLOOKUP($D132,'DER Output'!$S$18:$W$41,5,FALSE))","v":0.17224423800777711},{"$f":"IF($C132=\"S\",VLOOKUP($D132,'DER Output'!$S$18:$W$41,4,FALSE),VLOOKUP($D132,'DER Output'!$S$18:$W$41,5,FALSE))","v":0.17224423800777711},{"$f":"IF($C132=\"S\",VLOOKUP($D132,'DER Output'!$S$18:$W$41,4,FALSE),VLOOKUP($D132,'DER Output'!$S$18:$W$41,5,FALSE))","v":0.17224423800777711},{"$f":"IFERROR(IF(OR(C132=\"S\",C132=\"D\"),VLOOKUP(B132,'Seasonal Customer Count'!$B:$I,4,FALSE),IF(C132=\"W\",VLOOKUP(B132,'Seasonal Customer Count'!$B:$P,12,FALSE),\"Check\")),0)","v":0},{"$f":"IFERROR(IF(OR(C132=\"S\",C132=\"D\"),VLOOKUP(B132,'Seasonal Customer Count'!$B:$P,5,FALSE),IF(C132=\"W\",VLOOKUP(B132,'Seasonal Customer Count'!$B:$P,13,FALSE),\"Check\")),0)","v":0},{"$f":"IFERROR(IF(OR(C132=\"S\",C132=\"D\"),VLOOKUP(B132,'Seasonal Customer Count'!$B:$P,6,FALSE),IF(C132=\"W\",VLOOKUP(B132,'Seasonal Customer Count'!$B:$P,14,FALSE),\"Check\")),0)","v":0},{"$f":"IFERROR(IF(OR(C132=\"S\",C132=\"D\"),VLOOKUP(B132,'Seasonal Customer Count'!$B:$P,7,FALSE),IF(C132=\"W\",VLOOKUP(B132,'Seasonal Customer Count'!$B:$P,15,FALSE),\"Check\")),0)","v":0},{"$f":"IFERROR(IF(OR(C132=\"S\",C132=\"D\"),VLOOKUP(B132,'Seasonal Customer Count'!$B:$P,8,FALSE),IF(C132=\"W\",VLOOKUP(B132,'Seasonal Customer Count'!$B:$P,16,FALSE),\"Check\")),0)","v":0},{"$f":"Summary!$D$8*(K132*'Average Project Size'!$F$6+L132*'Average Project Size'!$F$7+M132*'Average Project Size'!$F$8+N132*'Average Project Size'!$F$10+O132*'Average Project Size'!$F$9)/1000","v":0},{"$f":"Summary!$D$8*(K132*F132*'Average Project Size'!$F$6+L132*G132*'Average Project Size'!$F$7+M132*H132*'Average Project Size'!$F$8+N132*I132*'Average Project Size'!$F$10+O132*J132*'Average Project Size'!$F$9)/1000","v":0}]
[null,{"$f":"'Peak Identification'!B131","v":"BTLR14"},{"$f":"'Peak Identification'!D131","v":"S"},{"$f":"'Peak Identification'!E131","v":18},{"$f":"VLOOKUP($D133,'DER Output'!$S$17:$X$41,6,FALSE)","v":0.16032398020038169},{"$f":"IF($C133=\"S\",VLOOKUP($D133,'DER Output'!$S$18:$W$41,2,FALSE),VLOOKUP($D133,'DER Output'!$S$18:$W$41,3,FALSE))","v":0.17224423800777711},{"$f":"IF($C133=\"S\",VLOOKUP($D133,'DER Output'!$S$18:$W$41,4,FALSE),VLOOKUP($D133,'DER Output'!$S$18:$W$41,5,FALSE))","v":0.17224423800777711},{"$f":"IF($C133=\"S\",VLOOKUP($D133,'DER Output'!$S$18:$W$41,4,FALSE),VLOOKUP($D133,'DER Output'!$S$18:$W$41,5,FALSE))","v":0.17224423800777711},{"$f":"IF($C133=\"S\",VLOOKUP($D133,'DER Output'!$S$18:$W$41,4,FALSE),VLOOKUP($D133,'DER Output'!$S$18:$W$41,5,FALSE))","v":0.17224423800777711},{"$f":"IF($C133=\"S\",VLOOKUP($D133,'DER Output'!$S$18:$W$41,4,FALSE),VLOOKUP($D133,'DER Output'!$S$18:$W$41,5,FALSE))","v":0.17224423800777711},{"$f":"IFERROR(IF(OR(C133=\"S\",C133=\"D\"),VLOOKUP(B133,'Seasonal Customer Count'!$B:$I,4,FALSE),IF(C133=\"W\",VLOOKUP(B133,'Seasonal Customer Count'!$B:$P,12,FALSE),\"Check\")),0)","v":547},{"$f":"IFERROR(IF(OR(C133=\"S\",C133=\"D\"),VLOOKUP(B133,'Seasonal Customer Count'!$B:$P,5,FALSE),IF(C133=\"W\",VLOOKUP(B133,'Seasonal Customer Count'!$B:$P,13,FALSE),\"Check\")),0)","v":40},{"$f":"IFERROR(IF(OR(C133=\"S\",C133=\"D\"),VLOOKUP(B133,'Seasonal Customer Count'!$B:$P,6,FALSE),IF(C133=\"W\",VLOOKUP(B133,'Seasonal Customer Count'!$B:$P,14,FALSE),\"Check\")),0)","v":53},{"$f":"IFERROR(IF(OR(C133=\"S\",C133=\"D\"),VLOOKUP(B133,'Seasonal Customer Count'!$B:$P,7,FALSE),IF(C133=\"W\",VLOOKUP(B133,'Seasonal Customer Count'!$B:$P,15,FALSE),\"Check\")),0)","v":0},{"$f":"IFERROR(IF(OR(C133=\"S\",C133=\"D\"),VLOOKUP(B133,'Seasonal Customer Count'!$B:$P,8,FALSE),IF(C133=\"W\",VLOOKUP(B133,'Seasonal Customer Count'!$B:$P,16,FALSE),\"Check\")),0)","v":0},{"$f":"Summary!$D$8*(K133*'Average Project Size'!$F$6+L133*'Average Project Size'!$F$7+M133*'Average Project Size'!$F$8+N133*'Average Project Size'!$F$10+O133*'Average Project Size'!$F$9)/1000","v":3.379076921176731E-2},{"$f":"Summary!$D$8*(K133*F133*'Average Project Size'!$F$6+L133*G133*'Average Project Size'!$F$7+M133*H133*'Average Project Size'!$F$8+N133*I133*'Average Project Size'!$F$10+O133*J133*'Average Project Size'!$F$9)/1000","v":5.8202652945775158E-3}]
[null,{"$f":"'Peak Identification'!B132","v":"BTLR15"},{"$f":"'Peak Identification'!D132","v":"S"},{"$f":"'Peak Identification'!E132","v":18},{"$f":"VLOOKUP($D134,'DER Output'!$S$17:$X$41,6,FALSE)","v":0.16032398020038169},{"$f":"IF($C134=\"S\",VLOOKUP($D134,'DER Output'!$S$18:$W$41,2,FALSE),VLOOKUP($D134,'DER Output'!$S$18:$W$41,3,FALSE))","v":0.17224423800777711},{"$f":"IF($C134=\"S\",VLOOKUP($D134,'DER Output'!$S$18:$W$41,4,FALSE),VLOOKUP($D134,'DER Output'!$S$18:$W$41,5,FALSE))","v":0.17224423800777711},{"$f":"IF($C134=\"S\",VLOOKUP($D134,'DER Output'!$S$18:$W$41,4,FALSE),VLOOKUP($D134,'DER Output'!$S$18:$W$41,5,FALSE))","v":0.17224423800777711},{"$f":"IF($C134=\"S\",VLOOKUP($D134,'DER Output'!$S$18:$W$41,4,FALSE),VLOOKUP($D134,'DER Output'!$S$18:$W$41,5,FALSE))","v":0.17224423800777711},{"$f":"IF($C134=\"S\",VLOOKUP($D134,'DER Output'!$S$18:$W$41,4,FALSE),VLOOKUP($D134,'DER Output'!$S$18:$W$41,5,FALSE))","v":0.17224423800777711},{"$f":"IFERROR(IF(OR(C134=\"S\",C134=\"D\"),VLOOKUP(B134,'Seasonal Customer Count'!$B:$I,4,FALSE),IF(C134=\"W\",VLOOKUP(B134,'Seasonal Customer Count'!$B:$P,12,FALSE),\"Check\")),0)","v":722},{"$f":"IFERROR(IF(OR(C134=\"S\",C134=\"D\"),VLOOKUP(B134,'Seasonal Customer Count'!$B:$P,5,FALSE),IF(C134=\"W\",VLOOKUP(B134,'Seasonal Customer Count'!$B:$P,13,FALSE),\"Check\")),0)","v":24},{"$f":"IFERROR(IF(OR(C134=\"S\",C134=\"D\"),VLOOKUP(B134,'Seasonal Customer Count'!$B:$P,6,FALSE),IF(C134=\"W\",VLOOKUP(B134,'Seasonal Customer Count'!$B:$P,14,FALSE),\"Check\")),0)","v":68},{"$f":"IFERROR(IF(OR(C134=\"S\",C134=\"D\"),VLOOKUP(B134,'Seasonal Customer Count'!$B:$P,7,FALSE),IF(C134=\"W\",VLOOKUP(B134,'Seasonal Customer Count'!$B:$P,15,FALSE),\"Check\")),0)","v":0},{"$f":"IFERROR(IF(OR(C134=\"S\",C134=\"D\"),VLOOKUP(B134,'Seasonal Customer Count'!$B:$P,8,FALSE),IF(C134=\"W\",VLOOKUP(B134,'Seasonal Customer Count'!$B:$P,16,FALSE),\"Check\")),0)","v":0},{"$f":"Summary!$D$8*(K134*'Average Project Size'!$F$6+L134*'Average Project Size'!$F$7+M134*'Average Project Size'!$F$8+N134*'Average Project Size'!$F$10+O134*'Average Project Size'!$F$9)/1000","v":4.2152751497072628E-2},{"$f":"Summary!$D$8*(K134*F134*'Average Project Size'!$F$6+L134*G134*'Average Project Size'!$F$7+M134*H134*'Average Project Size'!$F$8+N134*I134*'Average Project Size'!$F$10+O134*J134*'Average Project Size'!$F$9)/1000","v":7.2605685615444605E-3}]
[null,{"$f":"'Peak Identification'!B133","v":"BTLR16"},{"$f":"'Peak Identification'!D133","v":"S"},{"$f":"'Peak Identification'!E133","v":17},{"$f":"VLOOKUP($D135,'DER Output'!$S$17:$X$41,6,FALSE)","v":0.19174838710475617},{"$f":"IF($C135=\"S\",VLOOKUP($D135,'DER Output'!$S$18:$W$41,2,FALSE),VLOOKUP($D135,'DER Output'!$S$18:$W$41,3,FALSE))","v":0.30300399777640191},{"$f":"IF($C135=\"S\",VLOOKUP($D135,'DER Output'!$S$18:$W$41,4,FALSE),VLOOKUP($D135,'DER Output'!$S$18:$W$41,5,FALSE))","v":0.30300399777640191},{"$f":"IF($C135=\"S\",VLOOKUP($D135,'DER Output'!$S$18:$W$41,4,FALSE),VLOOKUP($D135,'DER Output'!$S$18:$W$41,5,FALSE))","v":0.30300399777640191},{"$f":"IF($C135=\"S\",VLOOKUP($D135,'DER Output'!$S$18:$W$41,4,FALSE),VLOOKUP($D135,'DER Output'!$S$18:$W$41,5,FALSE))","v":0.30300399777640191},{"$f":"IF($C135=\"S\",VLOOKUP($D135,'DER Output'!$S$18:$W$41,4,FALSE),VLOOKUP($D135,'DER Output'!$S$18:$W$41,5,FALSE))","v":0.30300399777640191},{"$f":"IFERROR(IF(OR(C135=\"S\",C135=\"D\"),VLOOKUP(B135,'Seasonal Customer Count'!$B:$I,4,FALSE),IF(C135=\"W\",VLOOKUP(B135,'Seasonal Customer Count'!$B:$P,12,FALSE),\"Check\")),0)","v":897},{"$f":"IFERROR(IF(OR(C135=\"S\",C135=\"D\"),VLOOKUP(B135,'Seasonal Customer Count'!$B:$P,5,FALSE),IF(C135=\"W\",VLOOKUP(B135,'Seasonal Customer Count'!$B:$P,13,FALSE),\"Check\")),0)","v":22},{"$f":"IFERROR(IF(OR(C135=\"S\",C135=\"D\"),VLOOKUP(B135,'Seasonal Customer Count'!$B:$P,6,FALSE),IF(C135=\"W\",VLOOKUP(B135,'Seasonal Customer Count'!$B:$P,14,FALSE),\"Check\")),0)","v":67},{"$f":"IFERROR(IF(OR(C135=\"S\",C135=\"D\"),VLOOKUP(B135,'Seasonal Customer Count'!$B:$P,7,FALSE),IF(C135=\"W\",VLOOKUP(B135,'Seasonal Customer Count'!$B:$P,15,FALSE),\"Check\")),0)","v":0},{"$f":"IFERROR(IF(OR(C135=\"S\",C135=\"D\"),VLOOKUP(B135,'Seasonal Customer Count'!$B:$P,8,FALSE),IF(C135=\"W\",VLOOKUP(B135,'Seasonal Customer Count'!$B:$P,16,FALSE),\"Check\")),0)","v":0},{"$f":"Summary!$D$8*(K135*'Average Project Size'!$F$6+L135*'Average Project Size'!$F$7+M135*'Average Project Size'!$F$8+N135*'Average Project Size'!$F$10+O135*'Average Project Size'!$F$9)/1000","v":4.8789866759449449E-2},{"$f":"Summary!$D$8*(K135*F135*'Average Project Size'!$F$6+L135*G135*'Average Project Size'!$F$7+M135*H135*'Average Project Size'!$F$8+N135*I135*'Average Project Size'!$F$10+O135*J135*'Average Project Size'!$F$9)/1000","v":1.4783524679091168E-2}]
[null,{"$f":"'Peak Identification'!B134","v":"BTLR T-131"},{"$f":"'Peak Identification'!D134","v":"S"},{"$f":"'Peak Identification'!E134","v":17},{"$f":"VLOOKUP($D136,'DER Output'!$S$17:$X$41,6,FALSE)","v":0.19174838710475617},{"$f":"IF($C136=\"S\",VLOOKUP($D136,'DER Output'!$S$18:$W$41,2,FALSE),VLOOKUP($D136,'DER Output'!$S$18:$W$41,3,FALSE))","v":0.30300399777640191},{"$f":"IF($C136=\"S\",VLOOKUP($D136,'DER Output'!$S$18:$W$41,4,FALSE),VLOOKUP($D136,'DER Output'!$S$18:$W$41,5,FALSE))","v":0.30300399777640191},{"$f":"IF($C136=\"S\",VLOOKUP($D136,'DER Output'!$S$18:$W$41,4,FALSE),VLOOKUP($D136,'DER Output'!$S$18:$W$41,5,FALSE))","v":0.30300399777640191},{"$f":"IF($C136=\"S\",VLOOKUP($D136,'DER Output'!$S$18:$W$41,4,FALSE),VLOOKUP($D136,'DER Output'!$S$18:$W$41,5,FALSE))","v":0.30300399777640191},{"$f":"IF($C136=\"S\",VLOOKUP($D136,'DER Output'!$S$18:$W$41,4,FALSE),VLOOKUP($D136,'DER Output'!$S$18:$W$41,5,FALSE))","v":0.30300399777640191},{"$f":"IFERROR(IF(OR(C136=\"S\",C136=\"D\"),VLOOKUP(B136,'Seasonal Customer Count'!$B:$I,4,FALSE),IF(C136=\"W\",VLOOKUP(B136,'Seasonal Customer Count'!$B:$P,12,FALSE),\"Check\")),0)","v":1269},{"$f":"IFERROR(IF(OR(C136=\"S\",C136=\"D\"),VLOOKUP(B136,'Seasonal Customer Count'!$B:$P,5,FALSE),IF(C136=\"W\",VLOOKUP(B136,'Seasonal Customer Count'!$B:$P,13,FALSE),\"Check\")),0)","v":64},{"$f":"IFERROR(IF(OR(C136=\"S\",C136=\"D\"),VLOOKUP(B136,'Seasonal Customer Count'!$B:$P,6,FALSE),IF(C136=\"W\",VLOOKUP(B136,'Seasonal Customer Count'!$B:$P,14,FALSE),\"Check\")),0)","v":121},{"$f":"IFERROR(IF(OR(C136=\"S\",C136=\"D\"),VLOOKUP(B136,'Seasonal Customer Count'!$B:$P,7,FALSE),IF(C136=\"W\",VLOOKUP(B136,'Seasonal Customer Count'!$B:$P,15,FALSE),\"Check\")),0)","v":0},{"$f":"IFERROR(IF(OR(C136=\"S\",C136=\"D\"),VLOOKUP(B136,'Seasonal Customer Count'!$B:$P,8,FALSE),IF(C136=\"W\",VLOOKUP(B136,'Seasonal Customer Count'!$B:$P,16,FALSE),\"Check\")),0)","v":0},{"$f":"Summary!$D$8*(K136*'Average Project Size'!$F$6+L136*'Average Project Size'!$F$7+M136*'Average Project Size'!$F$8+N136*'Average Project Size'!$F$10+O136*'Average Project Size'!$F$9)/1000","v":7.5943520708839959E-2},{"$f":"Summary!$D$8*(K136*F136*'Average Project Size'!$F$6+L136*G136*'Average Project Size'!$F$7+M136*H136*'Average Project Size'!$F$8+N136*I136*'Average Project Size'!$F$10+O136*J136*'Average Project Size'!$F$9)/1000","v":2.3011190379993468E-2}]
[null,{"$f":"'Peak Identification'!B135","v":"BTLR T-132"},{"$f":"'Peak Identification'!D135","v":"S"},{"$f":"'Peak Identification'!E135","v":16},{"$f":"VLOOKUP($D137,'DER Output'!$S$17:$X$41,6,FALSE)","v":0.22644022312513051},{"$f":"IF($C137=\"S\",VLOOKUP($D137,'DER Output'!$S$18:$W$41,2,FALSE),VLOOKUP($D137,'DER Output'!$S$18:$W$41,3,FALSE))","v":0.44781407722569133},{"$f":"IF($C137=\"S\",VLOOKUP($D137,'DER Output'!$S$18:$W$41,4,FALSE),VLOOKUP($D137,'DER Output'!$S$18:$W$41,5,FALSE))","v":0.44781407722569133},{"$f":"IF($C137=\"S\",VLOOKUP($D137,'DER Output'!$S$18:$W$41,4,FALSE),VLOOKUP($D137,'DER Output'!$S$18:$W$41,5,FALSE))","v":0.44781407722569133},{"$f":"IF($C137=\"S\",VLOOKUP($D137,'DER Output'!$S$18:$W$41,4,FALSE),VLOOKUP($D137,'DER Output'!$S$18:$W$41,5,FALSE))","v":0.44781407722569133},{"$f":"IF($C137=\"S\",VLOOKUP($D137,'DER Output'!$S$18:$W$41,4,FALSE),VLOOKUP($D137,'DER Output'!$S$18:$W$41,5,FALSE))","v":0.44781407722569133},{"$f":"IFERROR(IF(OR(C137=\"S\",C137=\"D\"),VLOOKUP(B137,'Seasonal Customer Count'!$B:$I,4,FALSE),IF(C137=\"W\",VLOOKUP(B137,'Seasonal Customer Count'!$B:$P,12,FALSE),\"Check\")),0)","v":3042},{"$f":"IFERROR(IF(OR(C137=\"S\",C137=\"D\"),VLOOKUP(B137,'Seasonal Customer Count'!$B:$P,5,FALSE),IF(C137=\"W\",VLOOKUP(B137,'Seasonal Customer Count'!$B:$P,13,FALSE),\"Check\")),0)","v":80},{"$f":"IFERROR(IF(OR(C137=\"S\",C137=\"D\"),VLOOKUP(B137,'Seasonal Customer Count'!$B:$P,6,FALSE),IF(C137=\"W\",VLOOKUP(B137,'Seasonal Customer Count'!$B:$P,14,FALSE),\"Check\")),0)","v":143},{"$f":"IFERROR(IF(OR(C137=\"S\",C137=\"D\"),VLOOKUP(B137,'Seasonal Customer Count'!$B:$P,7,FALSE),IF(C137=\"W\",VLOOKUP(B137,'Seasonal Customer Count'!$B:$P,15,FALSE),\"Check\")),0)","v":1},{"$f":"IFERROR(IF(OR(C137=\"S\",C137=\"D\"),VLOOKUP(B137,'Seasonal Customer Count'!$B:$P,8,FALSE),IF(C137=\"W\",VLOOKUP(B137,'Seasonal Customer Count'!$B:$P,16,FALSE),\"Check\")),0)","v":0},{"$f":"Summary!$D$8*(K137*'Average Project Size'!$F$6+L137*'Average Project Size'!$F$7+M137*'Average Project Size'!$F$8+N137*'Average Project Size'!$F$10+O137*'Average Project Size'!$F$9)/1000","v":0.15430830366863657},{"$f":"Summary!$D$8*(K137*F137*'Average Project Size'!$F$6+L137*G137*'Average Project Size'!$F$7+M137*H137*'Average Project Size'!$F$8+N137*I137*'Average Project Size'!$F$10+O137*J137*'Average Project Size'!$F$9)/1000","v":6.9101430615632259E-2}]
[null,{"$f":"'Peak Identification'!B136","v":"BUBG41"},{"$f":"'Peak Identification'!D136","v":"S"},{"$f":"'Peak Identification'!E136","v":20},{"$f":"VLOOKUP($D138,'DER Output'!$S$17:$X$41,6,FALSE)","v":2.7072953014838841E-3},{"$f":"IF($C138=\"S\",VLOOKUP($D138,'DER Output'!$S$18:$W$41,2,FALSE),VLOOKUP($D138,'DER Output'!$S$18:$W$41,3,FALSE))","v":2.0294966704587497E-2},{"$f":"IF($C138=\"S\",VLOOKUP($D138,'DER Output'!$S$18:$W$41,4,FALSE),VLOOKUP($D138,'DER Output'!$S$18:$W$41,5,FALSE))","v":2.0294966704587497E-2},{"$f":"IF($C138=\"S\",VLOOKUP($D138,'DER Output'!$S$18:$W$41,4,FALSE),VLOOKUP($D138,'DER Output'!$S$18:$W$41,5,FALSE))","v":2.0294966704587497E-2},{"$f":"IF($C138=\"S\",VLOOKUP($D138,'DER Output'!$S$18:$W$41,4,FALSE),VLOOKUP($D138,'DER Output'!$S$18:$W$41,5,FALSE))","v":2.0294966704587497E-2},{"$f":"IF($C138=\"S\",VLOOKUP($D138,'DER Output'!$S$18:$W$41,4,FALSE),VLOOKUP($D138,'DER Output'!$S$18:$W$41,5,FALSE))","v":2.0294966704587497E-2},{"$f":"IFERROR(IF(OR(C138=\"S\",C138=\"D\"),VLOOKUP(B138,'Seasonal Customer Count'!$B:$I,4,FALSE),IF(C138=\"W\",VLOOKUP(B138,'Seasonal Customer Count'!$B:$P,12,FALSE),\"Check\")),0)","v":26},{"$f":"IFERROR(IF(OR(C138=\"S\",C138=\"D\"),VLOOKUP(B138,'Seasonal Customer Count'!$B:$P,5,FALSE),IF(C138=\"W\",VLOOKUP(B138,'Seasonal Customer Count'!$B:$P,13,FALSE),\"Check\")),0)","v":5},{"$f":"IFERROR(IF(OR(C138=\"S\",C138=\"D\"),VLOOKUP(B138,'Seasonal Customer Count'!$B:$P,6,FALSE),IF(C138=\"W\",VLOOKUP(B138,'Seasonal Customer Count'!$B:$P,14,FALSE),\"Check\")),0)","v":4},{"$f":"IFERROR(IF(OR(C138=\"S\",C138=\"D\"),VLOOKUP(B138,'Seasonal Customer Count'!$B:$P,7,FALSE),IF(C138=\"W\",VLOOKUP(B138,'Seasonal Customer Count'!$B:$P,15,FALSE),\"Check\")),0)","v":0},{"$f":"IFERROR(IF(OR(C138=\"S\",C138=\"D\"),VLOOKUP(B138,'Seasonal Customer Count'!$B:$P,8,FALSE),IF(C138=\"W\",VLOOKUP(B138,'Seasonal Customer Count'!$B:$P,16,FALSE),\"Check\")),0)","v":38},{"$f":"Summary!$D$8*(K138*'Average Project Size'!$F$6+L138*'Average Project Size'!$F$7+M138*'Average Project Size'!$F$8+N138*'Average Project Size'!$F$10+O138*'Average Project Size'!$F$9)/1000","v":2.6257192154512842E-2},{"$f":"Summary!$D$8*(K138*F138*'Average Project Size'!$F$6+L138*G138*'Average Project Size'!$F$7+M138*H138*'Average Project Size'!$F$8+N138*I138*'Average Project Size'!$F$10+O138*J138*'Average Project Size'!$F$9)/1000","v":5.3288884053179415E-4}]
[null,{"$f":"'Peak Identification'!B137","v":"BUBG42"},{"$f":"'Peak Identification'!D137","v":"S"},{"$f":"'Peak Identification'!E137","v":21},{"$f":"VLOOKUP($D139,'DER Output'!$S$17:$X$41,6,FALSE)","v":0},{"$f":"IF($C139=\"S\",VLOOKUP($D139,'DER Output'!$S$18:$W$41,2,FALSE),VLOOKUP($D139,'DER Output'!$S$18:$W$41,3,FALSE))","v":9.5068228432060471E-4},{"$f":"IF($C139=\"S\",VLOOKUP($D139,'DER Output'!$S$18:$W$41,4,FALSE),VLOOKUP($D139,'DER Output'!$S$18:$W$41,5,FALSE))","v":9.5068228432060471E-4},{"$f":"IF($C139=\"S\",VLOOKUP($D139,'DER Output'!$S$18:$W$41,4,FALSE),VLOOKUP($D139,'DER Output'!$S$18:$W$41,5,FALSE))","v":9.5068228432060471E-4},{"$f":"IF($C139=\"S\",VLOOKUP($D139,'DER Output'!$S$18:$W$41,4,FALSE),VLOOKUP($D139,'DER Output'!$S$18:$W$41,5,FALSE))","v":9.5068228432060471E-4},{"$f":"IF($C139=\"S\",VLOOKUP($D139,'DER Output'!$S$18:$W$41,4,FALSE),VLOOKUP($D139,'DER Output'!$S$18:$W$41,5,FALSE))","v":9.5068228432060471E-4},{"$f":"IFERROR(IF(OR(C139=\"S\",C139=\"D\"),VLOOKUP(B139,'Seasonal Customer Count'!$B:$I,4,FALSE),IF(C139=\"W\",VLOOKUP(B139,'Seasonal Customer Count'!$B:$P,12,FALSE),\"Check\")),0)","v":216},{"$f":"IFERROR(IF(OR(C139=\"S\",C139=\"D\"),VLOOKUP(B139,'Seasonal Customer Count'!$B:$P,5,FALSE),IF(C139=\"W\",VLOOKUP(B139,'Seasonal Customer Count'!$B:$P,13,FALSE),\"Check\")),0)","v":62},{"$f":"IFERROR(IF(OR(C139=\"S\",C139=\"D\"),VLOOKUP(B139,'Seasonal Customer Count'!$B:$P,6,FALSE),IF(C139=\"W\",VLOOKUP(B139,'Seasonal Customer Count'!$B:$P,14,FALSE),\"Check\")),0)","v":31},{"$f":"IFERROR(IF(OR(C139=\"S\",C139=\"D\"),VLOOKUP(B139,'Seasonal Customer Count'!$B:$P,7,FALSE),IF(C139=\"W\",VLOOKUP(B139,'Seasonal Customer Count'!$B:$P,15,FALSE),\"Check\")),0)","v":0},{"$f":"IFERROR(IF(OR(C139=\"S\",C139=\"D\"),VLOOKUP(B139,'Seasonal Customer Count'!$B:$P,8,FALSE),IF(C139=\"W\",VLOOKUP(B139,'Seasonal Customer Count'!$B:$P,16,FALSE),\"Check\")),0)","v":177},{"$f":"Summary!$D$8*(K139*'Average Project Size'!$F$6+L139*'Average Project Size'!$F$7+M139*'Average Project Size'!$F$8+N139*'Average Project Size'!$F$10+O139*'Average Project Size'!$F$9)/1000","v":0.13104150148980831},{"$f":"Summary!$D$8*(K139*F139*'Average Project Size'!$F$6+L139*G139*'Average Project Size'!$F$7+M139*H139*'Average Project Size'!$F$8+N139*I139*'Average Project Size'!$F$10+O139*J139*'Average Project Size'!$F$9)/1000","v":1.2457883397713288E-4}]
[null,{"$f":"'Peak Identification'!B138","v":"BUBG43"},{"$f":"'Peak Identification'!D138","v":"S"},{"$f":"'Peak Identification'!E138","v":18},{"$f":"VLOOKUP($D140,'DER Output'!$S$17:$X$41,6,FALSE)","v":0.16032398020038169},{"$f":"IF($C140=\"S\",VLOOKUP($D140,'DER Output'!$S$18:$W$41,2,FALSE),VLOOKUP($D140,'DER Output'!$S$18:$W$41,3,FALSE))","v":0.17224423800777711},{"$f":"IF($C140=\"S\",VLOOKUP($D140,'DER Output'!$S$18:$W$41,4,FALSE),VLOOKUP($D140,'DER Output'!$S$18:$W$41,5,FALSE))","v":0.17224423800777711},{"$f":"IF($C140=\"S\",VLOOKUP($D140,'DER Output'!$S$18:$W$41,4,FALSE),VLOOKUP($D140,'DER Output'!$S$18:$W$41,5,FALSE))","v":0.17224423800777711},{"$f":"IF($C140=\"S\",VLOOKUP($D140,'DER Output'!$S$18:$W$41,4,FALSE),VLOOKUP($D140,'DER Output'!$S$18:$W$41,5,FALSE))","v":0.17224423800777711},{"$f":"IF($C140=\"S\",VLOOKUP($D140,'DER Output'!$S$18:$W$41,4,FALSE),VLOOKUP($D140,'DER Output'!$S$18:$W$41,5,FALSE))","v":0.17224423800777711},{"$f":"IFERROR(IF(OR(C140=\"S\",C140=\"D\"),VLOOKUP(B140,'Seasonal Customer Count'!$B:$I,4,FALSE),IF(C140=\"W\",VLOOKUP(B140,'Seasonal Customer Count'!$B:$P,12,FALSE),\"Check\")),0)","v":88},{"$f":"IFERROR(IF(OR(C140=\"S\",C140=\"D\"),VLOOKUP(B140,'Seasonal Customer Count'!$B:$P,5,FALSE),IF(C140=\"W\",VLOOKUP(B140,'Seasonal Customer Count'!$B:$P,13,FALSE),\"Check\")),0)","v":23},{"$f":"IFERROR(IF(OR(C140=\"S\",C140=\"D\"),VLOOKUP(B140,'Seasonal Customer Count'!$B:$P,6,FALSE),IF(C140=\"W\",VLOOKUP(B140,'Seasonal Customer Count'!$B:$P,14,FALSE),\"Check\")),0)","v":16},{"$f":"IFERROR(IF(OR(C140=\"S\",C140=\"D\"),VLOOKUP(B140,'Seasonal Customer Count'!$B:$P,7,FALSE),IF(C140=\"W\",VLOOKUP(B140,'Seasonal Customer Count'!$B:$P,15,FALSE),\"Check\")),0)","v":0},{"$f":"IFERROR(IF(OR(C140=\"S\",C140=\"D\"),VLOOKUP(B140,'Seasonal Customer Count'!$B:$P,8,FALSE),IF(C140=\"W\",VLOOKUP(B140,'Seasonal Customer Count'!$B:$P,16,FALSE),\"Check\")),0)","v":83},{"$f":"Summary!$D$8*(K140*'Average Project Size'!$F$6+L140*'Average Project Size'!$F$7+M140*'Average Project Size'!$F$8+N140*'Average Project Size'!$F$10+O140*'Average Project Size'!$F$9)/1000","v":6.0726861439864922E-2},{"$f":"Summary!$D$8*(K140*F140*'Average Project Size'!$F$6+L140*G140*'Average Project Size'!$F$7+M140*H140*'Average Project Size'!$F$8+N140*I140*'Average Project Size'!$F$10+O140*J140*'Average Project Size'!$F$9)/1000","v":1.0459851975313395E-2}]
[null,{"$f":"'Peak Identification'!B139","v":"BUBG44"},{"$f":"'Peak Identification'!D139","v":"S"},{"$f":"'Peak Identification'!E139","v":19},{"$f":"VLOOKUP($D141,'DER Output'!$S$17:$X$41,6,FALSE)","v":0.11066797934994306},{"$f":"IF($C141=\"S\",VLOOKUP($D141,'DER Output'!$S$18:$W$41,2,FALSE),VLOOKUP($D141,'DER Output'!$S$18:$W$41,3,FALSE))","v":7.5840560103576066E-2},{"$f":"IF($C141=\"S\",VLOOKUP($D141,'DER Output'!$S$18:$W$41,4,FALSE),VLOOKUP($D141,'DER Output'!$S$18:$W$41,5,FALSE))","v":7.5840560103576066E-2},{"$f":"IF($C141=\"S\",VLOOKUP($D141,'DER Output'!$S$18:$W$41,4,FALSE),VLOOKUP($D141,'DER Output'!$S$18:$W$41,5,FALSE))","v":7.5840560103576066E-2},{"$f":"IF($C141=\"S\",VLOOKUP($D141,'DER Output'!$S$18:$W$41,4,FALSE),VLOOKUP($D141,'DER Output'!$S$18:$W$41,5,FALSE))","v":7.5840560103576066E-2},{"$f":"IF($C141=\"S\",VLOOKUP($D141,'DER Output'!$S$18:$W$41,4,FALSE),VLOOKUP($D141,'DER Output'!$S$18:$W$41,5,FALSE))","v":7.5840560103576066E-2},{"$f":"IFERROR(IF(OR(C141=\"S\",C141=\"D\"),VLOOKUP(B141,'Seasonal Customer Count'!$B:$I,4,FALSE),IF(C141=\"W\",VLOOKUP(B141,'Seasonal Customer Count'!$B:$P,12,FALSE),\"Check\")),0)","v":452},{"$f":"IFERROR(IF(OR(C141=\"S\",C141=\"D\"),VLOOKUP(B141,'Seasonal Customer Count'!$B:$P,5,FALSE),IF(C141=\"W\",VLOOKUP(B141,'Seasonal Customer Count'!$B:$P,13,FALSE),\"Check\")),0)","v":52},{"$f":"IFERROR(IF(OR(C141=\"S\",C141=\"D\"),VLOOKUP(B141,'Seasonal Customer Count'!$B:$P,6,FALSE),IF(C141=\"W\",VLOOKUP(B141,'Seasonal Customer Count'!$B:$P,14,FALSE),\"Check\")),0)","v":62},{"$f":"IFERROR(IF(OR(C141=\"S\",C141=\"D\"),VLOOKUP(B141,'Seasonal Customer Count'!$B:$P,7,FALSE),IF(C141=\"W\",VLOOKUP(B141,'Seasonal Customer Count'!$B:$P,15,FALSE),\"Check\")),0)","v":1},{"$f":"IFERROR(IF(OR(C141=\"S\",C141=\"D\"),VLOOKUP(B141,'Seasonal Customer Count'!$B:$P,8,FALSE),IF(C141=\"W\",VLOOKUP(B141,'Seasonal Customer Count'!$B:$P,16,FALSE),\"Check\")),0)","v":122},{"$f":"Summary!$D$8*(K141*'Average Project Size'!$F$6+L141*'Average Project Size'!$F$7+M141*'Average Project Size'!$F$8+N141*'Average Project Size'!$F$10+O141*'Average Project Size'!$F$9)/1000","v":0.11297380226537569},{"$f":"Summary!$D$8*(K141*F141*'Average Project Size'!$F$6+L141*G141*'Average Project Size'!$F$7+M141*H141*'Average Project Size'!$F$8+N141*I141*'Average Project Size'!$F$10+O141*J141*'Average Project Size'!$F$9)/1000","v":8.5679964408367434E-3}]
[null,{"$f":"'Peak Identification'!B140","v":"BUBG T-131"},{"$f":"'Peak Identification'!D140","v":"S"},{"$f":"'Peak Identification'!E140","v":21},{"$f":"VLOOKUP($D142,'DER Output'!$S$17:$X$41,6,FALSE)","v":0},{"$f":"IF($C142=\"S\",VLOOKUP($D142,'DER Output'!$S$18:$W$41,2,FALSE),VLOOKUP($D142,'DER Output'!$S$18:$W$41,3,FALSE))","v":9.5068228432060471E-4},{"$f":"IF($C142=\"S\",VLOOKUP($D142,'DER Output'!$S$18:$W$41,4,FALSE),VLOOKUP($D142,'DER Output'!$S$18:$W$41,5,FALSE))","v":9.5068228432060471E-4},{"$f":"IF($C142=\"S\",VLOOKUP($D142,'DER Output'!$S$18:$W$41,4,FALSE),VLOOKUP($D142,'DER Output'!$S$18:$W$41,5,FALSE))","v":9.5068228432060471E-4},{"$f":"IF($C142=\"S\",VLOOKUP($D142,'DER Output'!$S$18:$W$41,4,FALSE),VLOOKUP($D142,'DER Output'!$S$18:$W$41,5,FALSE))","v":9.5068228432060471E-4},{"$f":"IF($C142=\"S\",VLOOKUP($D142,'DER Output'!$S$18:$W$41,4,FALSE),VLOOKUP($D142,'DER Output'!$S$18:$W$41,5,FALSE))","v":9.5068228432060471E-4},{"$f":"IFERROR(IF(OR(C142=\"S\",C142=\"D\"),VLOOKUP(B142,'Seasonal Customer Count'!$B:$I,4,FALSE),IF(C142=\"W\",VLOOKUP(B142,'Seasonal Customer Count'!$B:$P,12,FALSE),\"Check\")),0)","v":114},{"$f":"IFERROR(IF(OR(C142=\"S\",C142=\"D\"),VLOOKUP(B142,'Seasonal Customer Count'!$B:$P,5,FALSE),IF(C142=\"W\",VLOOKUP(B142,'Seasonal Customer Count'!$B:$P,13,FALSE),\"Check\")),0)","v":28},{"$f":"IFERROR(IF(OR(C142=\"S\",C142=\"D\"),VLOOKUP(B142,'Seasonal Customer Count'!$B:$P,6,FALSE),IF(C142=\"W\",VLOOKUP(B142,'Seasonal Customer Count'!$B:$P,14,FALSE),\"Check\")),0)","v":20},{"$f":"IFERROR(IF(OR(C142=\"S\",C142=\"D\"),VLOOKUP(B142,'Seasonal Customer Count'!$B:$P,7,FALSE),IF(C142=\"W\",VLOOKUP(B142,'Seasonal Customer Count'!$B:$P,15,FALSE),\"Check\")),0)","v":0},{"$f":"IFERROR(IF(OR(C142=\"S\",C142=\"D\"),VLOOKUP(B142,'Seasonal Customer Count'!$B:$P,8,FALSE),IF(C142=\"W\",VLOOKUP(B142,'Seasonal Customer Count'!$B:$P,16,FALSE),\"Check\")),0)","v":121},{"$f":"Summary!$D$8*(K142*'Average Project Size'!$F$6+L142*'Average Project Size'!$F$7+M142*'Average Project Size'!$F$8+N142*'Average Project Size'!$F$10+O142*'Average Project Size'!$F$9)/1000","v":8.6984053594377761E-2},{"$f":"Summary!$D$8*(K142*F142*'Average Project Size'!$F$6+L142*G142*'Average Project Size'!$F$7+M142*H142*'Average Project Size'!$F$8+N142*I142*'Average Project Size'!$F$10+O142*J142*'Average Project Size'!$F$9)/1000","v":8.2694198770568952E-5}]
[null,{"$f":"'Peak Identification'!B141","v":"BUBG T-132"},{"$f":"'Peak Identification'!D141","v":"S"},{"$f":"'Peak Identification'!E141","v":19},{"$f":"VLOOKUP($D143,'DER Output'!$S$17:$X$41,6,FALSE)","v":0.11066797934994306},{"$f":"IF($C143=\"S\",VLOOKUP($D143,'DER Output'!$S$18:$W$41,2,FALSE),VLOOKUP($D143,'DER Output'!$S$18:$W$41,3,FALSE))","v":7.5840560103576066E-2},{"$f":"IF($C143=\"S\",VLOOKUP($D143,'DER Output'!$S$18:$W$41,4,FALSE),VLOOKUP($D143,'DER Output'!$S$18:$W$41,5,FALSE))","v":7.5840560103576066E-2},{"$f":"IF($C143=\"S\",VLOOKUP($D143,'DER Output'!$S$18:$W$41,4,FALSE),VLOOKUP($D143,'DER Output'!$S$18:$W$41,5,FALSE))","v":7.5840560103576066E-2},{"$f":"IF($C143=\"S\",VLOOKUP($D143,'DER Output'!$S$18:$W$41,4,FALSE),VLOOKUP($D143,'DER Output'!$S$18:$W$41,5,FALSE))","v":7.5840560103576066E-2},{"$f":"IF($C143=\"S\",VLOOKUP($D143,'DER Output'!$S$18:$W$41,4,FALSE),VLOOKUP($D143,'DER Output'!$S$18:$W$41,5,FALSE))","v":7.5840560103576066E-2},{"$f":"IFERROR(IF(OR(C143=\"S\",C143=\"D\"),VLOOKUP(B143,'Seasonal Customer Count'!$B:$I,4,FALSE),IF(C143=\"W\",VLOOKUP(B143,'Seasonal Customer Count'!$B:$P,12,FALSE),\"Check\")),0)","v":668},{"$f":"IFERROR(IF(OR(C143=\"S\",C143=\"D\"),VLOOKUP(B143,'Seasonal Customer Count'!$B:$P,5,FALSE),IF(C143=\"W\",VLOOKUP(B143,'Seasonal Customer Count'!$B:$P,13,FALSE),\"Check\")),0)","v":114},{"$f":"IFERROR(IF(OR(C143=\"S\",C143=\"D\"),VLOOKUP(B143,'Seasonal Customer Count'!$B:$P,6,FALSE),IF(C143=\"W\",VLOOKUP(B143,'Seasonal Customer Count'!$B:$P,14,FALSE),\"Check\")),0)","v":93},{"$f":"IFERROR(IF(OR(C143=\"S\",C143=\"D\"),VLOOKUP(B143,'Seasonal Customer Count'!$B:$P,7,FALSE),IF(C143=\"W\",VLOOKUP(B143,'Seasonal Customer Count'!$B:$P,15,FALSE),\"Check\")),0)","v":1},{"$f":"IFERROR(IF(OR(C143=\"S\",C143=\"D\"),VLOOKUP(B143,'Seasonal Customer Count'!$B:$P,8,FALSE),IF(C143=\"W\",VLOOKUP(B143,'Seasonal Customer Count'!$B:$P,16,FALSE),\"Check\")),0)","v":299},{"$f":"Summary!$D$8*(K143*'Average Project Size'!$F$6+L143*'Average Project Size'!$F$7+M143*'Average Project Size'!$F$8+N143*'Average Project Size'!$F$10+O143*'Average Project Size'!$F$9)/1000","v":0.24401530375518402},{"$f":"Summary!$D$8*(K143*F143*'Average Project Size'!$F$6+L143*G143*'Average Project Size'!$F$7+M143*H143*'Average Project Size'!$F$8+N143*I143*'Average Project Size'!$F$10+O143*J143*'Average Project Size'!$F$9)/1000","v":1.8506257310637403E-2}]
[null,{"$f":"'Peak Identification'!B142","v":"BUCY T-051"},{"$f":"'Peak Identification'!D142","v":"D"},{"$f":"'Peak Identification'!E142","v":0},{"$f":"VLOOKUP($D144,'DER Output'!$S$17:$X$41,6,FALSE)","v":0},{"$f":"IF($C144=\"S\",VLOOKUP($D144,'DER Output'!$S$18:$W$41,2,FALSE),VLOOKUP($D144,'DER Output'!$S$18:$W$41,3,FALSE))","v":1.5453152196228585E-4},{"$f":"IF($C144=\"S\",VLOOKUP($D144,'DER Output'!$S$18:$W$41,4,FALSE),VLOOKUP($D144,'DER Output'!$S$18:$W$41,5,FALSE))","v":1.5453152196228585E-4},{"$f":"IF($C144=\"S\",VLOOKUP($D144,'DER Output'!$S$18:$W$41,4,FALSE),VLOOKUP($D144,'DER Output'!$S$18:$W$41,5,FALSE))","v":1.5453152196228585E-4},{"$f":"IF($C144=\"S\",VLOOKUP($D144,'DER Output'!$S$18:$W$41,4,FALSE),VLOOKUP($D144,'DER Output'!$S$18:$W$41,5,FALSE))","v":1.5453152196228585E-4},{"$f":"IF($C144=\"S\",VLOOKUP($D144,'DER Output'!$S$18:$W$41,4,FALSE),VLOOKUP($D144,'DER Output'!$S$18:$W$41,5,FALSE))","v":1.5453152196228585E-4},{"$f":"IFERROR(IF(OR(C144=\"S\",C144=\"D\"),VLOOKUP(B144,'Seasonal Customer Count'!$B:$I,4,FALSE),IF(C144=\"W\",VLOOKUP(B144,'Seasonal Customer Count'!$B:$P,12,FALSE),\"Check\")),0)","v":0},{"$f":"IFERROR(IF(OR(C144=\"S\",C144=\"D\"),VLOOKUP(B144,'Seasonal Customer Count'!$B:$P,5,FALSE),IF(C144=\"W\",VLOOKUP(B144,'Seasonal Customer Count'!$B:$P,13,FALSE),\"Check\")),0)","v":0},{"$f":"IFERROR(IF(OR(C144=\"S\",C144=\"D\"),VLOOKUP(B144,'Seasonal Customer Count'!$B:$P,6,FALSE),IF(C144=\"W\",VLOOKUP(B144,'Seasonal Customer Count'!$B:$P,14,FALSE),\"Check\")),0)","v":0},{"$f":"IFERROR(IF(OR(C144=\"S\",C144=\"D\"),VLOOKUP(B144,'Seasonal Customer Count'!$B:$P,7,FALSE),IF(C144=\"W\",VLOOKUP(B144,'Seasonal Customer Count'!$B:$P,15,FALSE),\"Check\")),0)","v":0},{"$f":"IFERROR(IF(OR(C144=\"S\",C144=\"D\"),VLOOKUP(B144,'Seasonal Customer Count'!$B:$P,8,FALSE),IF(C144=\"W\",VLOOKUP(B144,'Seasonal Customer Count'!$B:$P,16,FALSE),\"Check\")),0)","v":0},{"$f":"Summary!$D$8*(K144*'Average Project Size'!$F$6+L144*'Average Project Size'!$F$7+M144*'Average Project Size'!$F$8+N144*'Average Project Size'!$F$10+O144*'Average Project Size'!$F$9)/1000","v":0},{"$f":"Summary!$D$8*(K144*F144*'Average Project Size'!$F$6+L144*G144*'Average Project Size'!$F$7+M144*H144*'Average Project Size'!$F$8+N144*I144*'Average Project Size'!$F$10+O144*J144*'Average Project Size'!$F$9)/1000","v":0}]
[null,{"$f":"'Peak Identification'!B143","v":"BUGU41"},{"$f":"'Peak Identification'!D143","v":"S"},{"$f":"'Peak Identification'!E143","v":20},{"$f":"VLOOKUP($D145,'DER Output'!$S$17:$X$41,6,FALSE)","v":2.7072953014838841E-3},{"$f":"IF($C145=\"S\",VLOOKUP($D145,'DER Output'!$S$18:$W$41,2,FALSE),VLOOKUP($D145,'DER Output'!$S$18:$W$41,3,FALSE))","v":2.0294966704587497E-2},{"$f":"IF($C145=\"S\",VLOOKUP($D145,'DER Output'!$S$18:$W$41,4,FALSE),VLOOKUP($D145,'DER Output'!$S$18:$W$41,5,FALSE))","v":2.0294966704587497E-2},{"$f":"IF($C145=\"S\",VLOOKUP($D145,'DER Output'!$S$18:$W$41,4,FALSE),VLOOKUP($D145,'DER Output'!$S$18:$W$41,5,FALSE))","v":2.0294966704587497E-2},{"$f":"IF($C145=\"S\",VLOOKUP($D145,'DER Output'!$S$18:$W$41,4,FALSE),VLOOKUP($D145,'DER Output'!$S$18:$W$41,5,FALSE))","v":2.0294966704587497E-2},{"$f":"IF($C145=\"S\",VLOOKUP($D145,'DER Output'!$S$18:$W$41,4,FALSE),VLOOKUP($D145,'DER Output'!$S$18:$W$41,5,FALSE))","v":2.0294966704587497E-2},{"$f":"IFERROR(IF(OR(C145=\"S\",C145=\"D\"),VLOOKUP(B145,'Seasonal Customer Count'!$B:$I,4,FALSE),IF(C145=\"W\",VLOOKUP(B145,'Seasonal Customer Count'!$B:$P,12,FALSE),\"Check\")),0)","v":21},{"$f":"IFERROR(IF(OR(C145=\"S\",C145=\"D\"),VLOOKUP(B145,'Seasonal Customer Count'!$B:$P,5,FALSE),IF(C145=\"W\",VLOOKUP(B145,'Seasonal Customer Count'!$B:$P,13,FALSE),\"Check\")),0)","v":2},{"$f":"IFERROR(IF(OR(C145=\"S\",C145=\"D\"),VLOOKUP(B145,'Seasonal Customer Count'!$B:$P,6,FALSE),IF(C145=\"W\",VLOOKUP(B145,'Seasonal Customer Count'!$B:$P,14,FALSE),\"Check\")),0)","v":6},{"$f":"IFERROR(IF(OR(C145=\"S\",C145=\"D\"),VLOOKUP(B145,'Seasonal Customer Count'!$B:$P,7,FALSE),IF(C145=\"W\",VLOOKUP(B145,'Seasonal Customer Count'!$B:$P,15,FALSE),\"Check\")),0)","v":0},{"$f":"IFERROR(IF(OR(C145=\"S\",C145=\"D\"),VLOOKUP(B145,'Seasonal Customer Count'!$B:$P,8,FALSE),IF(C145=\"W\",VLOOKUP(B145,'Seasonal Customer Count'!$B:$P,16,FALSE),\"Check\")),0)","v":13},{"$f":"Summary!$D$8*(K145*'Average Project Size'!$F$6+L145*'Average Project Size'!$F$7+M145*'Average Project Size'!$F$8+N145*'Average Project Size'!$F$10+O145*'Average Project Size'!$F$9)/1000","v":1.0281659287908612E-2},{"$f":"Summary!$D$8*(K145*F145*'Average Project Size'!$F$6+L145*G145*'Average Project Size'!$F$7+M145*H145*'Average Project Size'!$F$8+N145*I145*'Average Project Size'!$F$10+O145*J145*'Average Project Size'!$F$9)/1000","v":2.0866593291601809E-4}]
[null,{"$f":"'Peak Identification'!B144","v":"BUGU42"},{"$f":"'Peak Identification'!D144","v":"S"},{"$f":"'Peak Identification'!E144","v":19},{"$f":"VLOOKUP($D146,'DER Output'!$S$17:$X$41,6,FALSE)","v":0.11066797934994306},{"$f":"IF($C146=\"S\",VLOOKUP($D146,'DER Output'!$S$18:$W$41,2,FALSE),VLOOKUP($D146,'DER Output'!$S$18:$W$41,3,FALSE))","v":7.5840560103576066E-2},{"$f":"IF($C146=\"S\",VLOOKUP($D146,'DER Output'!$S$18:$W$41,4,FALSE),VLOOKUP($D146,'DER Output'!$S$18:$W$41,5,FALSE))","v":7.5840560103576066E-2},{"$f":"IF($C146=\"S\",VLOOKUP($D146,'DER Output'!$S$18:$W$41,4,FALSE),VLOOKUP($D146,'DER Output'!$S$18:$W$41,5,FALSE))","v":7.5840560103576066E-2},{"$f":"IF($C146=\"S\",VLOOKUP($D146,'DER Output'!$S$18:$W$41,4,FALSE),VLOOKUP($D146,'DER Output'!$S$18:$W$41,5,FALSE))","v":7.5840560103576066E-2},{"$f":"IF($C146=\"S\",VLOOKUP($D146,'DER Output'!$S$18:$W$41,4,FALSE),VLOOKUP($D146,'DER Output'!$S$18:$W$41,5,FALSE))","v":7.5840560103576066E-2},{"$f":"IFERROR(IF(OR(C146=\"S\",C146=\"D\"),VLOOKUP(B146,'Seasonal Customer Count'!$B:$I,4,FALSE),IF(C146=\"W\",VLOOKUP(B146,'Seasonal Customer Count'!$B:$P,12,FALSE),\"Check\")),0)","v":160},{"$f":"IFERROR(IF(OR(C146=\"S\",C146=\"D\"),VLOOKUP(B146,'Seasonal Customer Count'!$B:$P,5,FALSE),IF(C146=\"W\",VLOOKUP(B146,'Seasonal Customer Count'!$B:$P,13,FALSE),\"Check\")),0)","v":14},{"$f":"IFERROR(IF(OR(C146=\"S\",C146=\"D\"),VLOOKUP(B146,'Seasonal Customer Count'!$B:$P,6,FALSE),IF(C146=\"W\",VLOOKUP(B146,'Seasonal Customer Count'!$B:$P,14,FALSE),\"Check\")),0)","v":17},{"$f":"IFERROR(IF(OR(C146=\"S\",C146=\"D\"),VLOOKUP(B146,'Seasonal Customer Count'!$B:$P,7,FALSE),IF(C146=\"W\",VLOOKUP(B146,'Seasonal Customer Count'!$B:$P,15,FALSE),\"Check\")),0)","v":0},{"$f":"IFERROR(IF(OR(C146=\"S\",C146=\"D\"),VLOOKUP(B146,'Seasonal Customer Count'!$B:$P,8,FALSE),IF(C146=\"W\",VLOOKUP(B146,'Seasonal Customer Count'!$B:$P,16,FALSE),\"Check\")),0)","v":70},{"$f":"Summary!$D$8*(K146*'Average Project Size'!$F$6+L146*'Average Project Size'!$F$7+M146*'Average Project Size'!$F$8+N146*'Average Project Size'!$F$10+O146*'Average Project Size'!$F$9)/1000","v":5.4832159368498674E-2},{"$f":"Summary!$D$8*(K146*F146*'Average Project Size'!$F$6+L146*G146*'Average Project Size'!$F$7+M146*H146*'Average Project Size'!$F$8+N146*I146*'Average Project Size'!$F$10+O146*J146*'Average Project Size'!$F$9)/1000","v":4.1585016781954852E-3}]
[null,{"$f":"'Peak Identification'!B145","v":"BUGU T-131"},{"$f":"'Peak Identification'!D145","v":"S"},{"$f":"'Peak Identification'!E145","v":19},{"$f":"VLOOKUP($D147,'DER Output'!$S$17:$X$41,6,FALSE)","v":0.11066797934994306},{"$f":"IF($C147=\"S\",VLOOKUP($D147,'DER Output'!$S$18:$W$41,2,FALSE),VLOOKUP($D147,'DER Output'!$S$18:$W$41,3,FALSE))","v":7.5840560103576066E-2},{"$f":"IF($C147=\"S\",VLOOKUP($D147,'DER Output'!$S$18:$W$41,4,FALSE),VLOOKUP($D147,'DER Output'!$S$18:$W$41,5,FALSE))","v":7.5840560103576066E-2},{"$f":"IF($C147=\"S\",VLOOKUP($D147,'DER Output'!$S$18:$W$41,4,FALSE),VLOOKUP($D147,'DER Output'!$S$18:$W$41,5,FALSE))","v":7.5840560103576066E-2},{"$f":"IF($C147=\"S\",VLOOKUP($D147,'DER Output'!$S$18:$W$41,4,FALSE),VLOOKUP($D147,'DER Output'!$S$18:$W$41,5,FALSE))","v":7.5840560103576066E-2},{"$f":"IF($C147=\"S\",VLOOKUP($D147,'DER Output'!$S$18:$W$41,4,FALSE),VLOOKUP($D147,'DER Output'!$S$18:$W$41,5,FALSE))","v":7.5840560103576066E-2},{"$f":"IFERROR(IF(OR(C147=\"S\",C147=\"D\"),VLOOKUP(B147,'Seasonal Customer Count'!$B:$I,4,FALSE),IF(C147=\"W\",VLOOKUP(B147,'Seasonal Customer Count'!$B:$P,12,FALSE),\"Check\")),0)","v":160},{"$f":"IFERROR(IF(OR(C147=\"S\",C147=\"D\"),VLOOKUP(B147,'Seasonal Customer Count'!$B:$P,5,FALSE),IF(C147=\"W\",VLOOKUP(B147,'Seasonal Customer Count'!$B:$P,13,FALSE),\"Check\")),0)","v":14},{"$f":"IFERROR(IF(OR(C147=\"S\",C147=\"D\"),VLOOKUP(B147,'Seasonal Customer Count'!$B:$P,6,FALSE),IF(C147=\"W\",VLOOKUP(B147,'Seasonal Customer Count'!$B:$P,14,FALSE),\"Check\")),0)","v":17},{"$f":"IFERROR(IF(OR(C147=\"S\",C147=\"D\"),VLOOKUP(B147,'Seasonal Customer Count'!$B:$P,7,FALSE),IF(C147=\"W\",VLOOKUP(B147,'Seasonal Customer Count'!$B:$P,15,FALSE),\"Check\")),0)","v":0},{"$f":"IFERROR(IF(OR(C147=\"S\",C147=\"D\"),VLOOKUP(B147,'Seasonal Customer Count'!$B:$P,8,FALSE),IF(C147=\"W\",VLOOKUP(B147,'Seasonal Customer Count'!$B:$P,16,FALSE),\"Check\")),0)","v":70},{"$f":"Summary!$D$8*(K147*'Average Project Size'!$F$6+L147*'Average Project Size'!$F$7+M147*'Average Project Size'!$F$8+N147*'Average Project Size'!$F$10+O147*'Average Project Size'!$F$9)/1000","v":5.4832159368498674E-2},{"$f":"Summary!$D$8*(K147*F147*'Average Project Size'!$F$6+L147*G147*'Average Project Size'!$F$7+M147*H147*'Average Project Size'!$F$8+N147*I147*'Average Project Size'!$F$10+O147*J147*'Average Project Size'!$F$9)/1000","v":4.1585016781954852E-3}]
[null,{"$f":"'Peak Identification'!B146","v":"BUGU T-132"},{"$f":"'Peak Identification'!D146","v":"S"},{"$f":"'Peak Identification'!E146","v":20},{"$f":"VLOOKUP($D148,'DER Output'!$S$17:$X$41,6,FALSE)","v":2.7072953014838841E-3},{"$f":"IF($C148=\"S\",VLOOKUP($D148,'DER Output'!$S$18:$W$41,2,FALSE),VLOOKUP($D148,'DER Output'!$S$18:$W$41,3,FALSE))","v":2.0294966704587497E-2},{"$f":"IF($C148=\"S\",VLOOKUP($D148,'DER Output'!$S$18:$W$41,4,FALSE),VLOOKUP($D148,'DER Output'!$S$18:$W$41,5,FALSE))","v":2.0294966704587497E-2},{"$f":"IF($C148=\"S\",VLOOKUP($D148,'DER Output'!$S$18:$W$41,4,FALSE),VLOOKUP($D148,'DER Output'!$S$18:$W$41,5,FALSE))","v":2.0294966704587497E-2},{"$f":"IF($C148=\"S\",VLOOKUP($D148,'DER Output'!$S$18:$W$41,4,FALSE),VLOOKUP($D148,'DER Output'!$S$18:$W$41,5,FALSE))","v":2.0294966704587497E-2},{"$f":"IF($C148=\"S\",VLOOKUP($D148,'DER Output'!$S$18:$W$41,4,FALSE),VLOOKUP($D148,'DER Output'!$S$18:$W$41,5,FALSE))","v":2.0294966704587497E-2},{"$f":"IFERROR(IF(OR(C148=\"S\",C148=\"D\"),VLOOKUP(B148,'Seasonal Customer Count'!$B:$I,4,FALSE),IF(C148=\"W\",VLOOKUP(B148,'Seasonal Customer Count'!$B:$P,12,FALSE),\"Check\")),0)","v":21},{"$f":"IFERROR(IF(OR(C148=\"S\",C148=\"D\"),VLOOKUP(B148,'Seasonal Customer Count'!$B:$P,5,FALSE),IF(C148=\"W\",VLOOKUP(B148,'Seasonal Customer Count'!$B:$P,13,FALSE),\"Check\")),0)","v":2},{"$f":"IFERROR(IF(OR(C148=\"S\",C148=\"D\"),VLOOKUP(B148,'Seasonal Customer Count'!$B:$P,6,FALSE),IF(C148=\"W\",VLOOKUP(B148,'Seasonal Customer Count'!$B:$P,14,FALSE),\"Check\")),0)","v":6},{"$f":"IFERROR(IF(OR(C148=\"S\",C148=\"D\"),VLOOKUP(B148,'Seasonal Customer Count'!$B:$P,7,FALSE),IF(C148=\"W\",VLOOKUP(B148,'Seasonal Customer Count'!$B:$P,15,FALSE),\"Check\")),0)","v":0},{"$f":"IFERROR(IF(OR(C148=\"S\",C148=\"D\"),VLOOKUP(B148,'Seasonal Customer Count'!$B:$P,8,FALSE),IF(C148=\"W\",VLOOKUP(B148,'Seasonal Customer Count'!$B:$P,16,FALSE),\"Check\")),0)","v":13},{"$f":"Summary!$D$8*(K148*'Average Project Size'!$F$6+L148*'Average Project Size'!$F$7+M148*'Average Project Size'!$F$8+N148*'Average Project Size'!$F$10+O148*'Average Project Size'!$F$9)/1000","v":1.0281659287908612E-2},{"$f":"Summary!$D$8*(K148*F148*'Average Project Size'!$F$6+L148*G148*'Average Project Size'!$F$7+M148*H148*'Average Project Size'!$F$8+N148*I148*'Average Project Size'!$F$10+O148*J148*'Average Project Size'!$F$9)/1000","v":2.0866593291601809E-4}]
[null,{"$f":"'Peak Identification'!B147","v":"BYRL11"},{"$f":"'Peak Identification'!D147","v":"S"},{"$f":"'Peak Identification'!E147","v":12},{"$f":"VLOOKUP($D149,'DER Output'!$S$17:$X$41,6,FALSE)","v":0},{"$f":"IF($C149=\"S\",VLOOKUP($D149,'DER Output'!$S$18:$W$41,2,FALSE),VLOOKUP($D149,'DER Output'!$S$18:$W$41,3,FALSE))","v":0.68105753758026133},{"$f":"IF($C149=\"S\",VLOOKUP($D149,'DER Output'!$S$18:$W$41,4,FALSE),VLOOKUP($D149,'DER Output'!$S$18:$W$41,5,FALSE))","v":0.68105753758026133},{"$f":"IF($C149=\"S\",VLOOKUP($D149,'DER Output'!$S$18:$W$41,4,FALSE),VLOOKUP($D149,'DER Output'!$S$18:$W$41,5,FALSE))","v":0.68105753758026133},{"$f":"IF($C149=\"S\",VLOOKUP($D149,'DER Output'!$S$18:$W$41,4,FALSE),VLOOKUP($D149,'DER Output'!$S$18:$W$41,5,FALSE))","v":0.68105753758026133},{"$f":"IF($C149=\"S\",VLOOKUP($D149,'DER Output'!$S$18:$W$41,4,FALSE),VLOOKUP($D149,'DER Output'!$S$18:$W$41,5,FALSE))","v":0.68105753758026133},{"$f":"IFERROR(IF(OR(C149=\"S\",C149=\"D\"),VLOOKUP(B149,'Seasonal Customer Count'!$B:$I,4,FALSE),IF(C149=\"W\",VLOOKUP(B149,'Seasonal Customer Count'!$B:$P,12,FALSE),\"Check\")),0)","v":0},{"$f":"IFERROR(IF(OR(C149=\"S\",C149=\"D\"),VLOOKUP(B149,'Seasonal Customer Count'!$B:$P,5,FALSE),IF(C149=\"W\",VLOOKUP(B149,'Seasonal Customer Count'!$B:$P,13,FALSE),\"Check\")),0)","v":0},{"$f":"IFERROR(IF(OR(C149=\"S\",C149=\"D\"),VLOOKUP(B149,'Seasonal Customer Count'!$B:$P,6,FALSE),IF(C149=\"W\",VLOOKUP(B149,'Seasonal Customer Count'!$B:$P,14,FALSE),\"Check\")),0)","v":0},{"$f":"IFERROR(IF(OR(C149=\"S\",C149=\"D\"),VLOOKUP(B149,'Seasonal Customer Count'!$B:$P,7,FALSE),IF(C149=\"W\",VLOOKUP(B149,'Seasonal Customer Count'!$B:$P,15,FALSE),\"Check\")),0)","v":0},{"$f":"IFERROR(IF(OR(C149=\"S\",C149=\"D\"),VLOOKUP(B149,'Seasonal Customer Count'!$B:$P,8,FALSE),IF(C149=\"W\",VLOOKUP(B149,'Seasonal Customer Count'!$B:$P,16,FALSE),\"Check\")),0)","v":0},{"$f":"Summary!$D$8*(K149*'Average Project Size'!$F$6+L149*'Average Project Size'!$F$7+M149*'Average Project Size'!$F$8+N149*'Average Project Size'!$F$10+O149*'Average Project Size'!$F$9)/1000","v":0},{"$f":"Summary!$D$8*(K149*F149*'Average Project Size'!$F$6+L149*G149*'Average Project Size'!$F$7+M149*H149*'Average Project Size'!$F$8+N149*I149*'Average Project Size'!$F$10+O149*J149*'Average Project Size'!$F$9)/1000","v":0}]
[null,{"$f":"'Peak Identification'!B148","v":"BYRL12"},{"$f":"'Peak Identification'!D148","v":"D"},{"$f":"'Peak Identification'!E148","v":15},{"$f":"VLOOKUP($D150,'DER Output'!$S$17:$X$41,6,FALSE)","v":0.24675324675324678},{"$f":"IF($C150=\"S\",VLOOKUP($D150,'DER Output'!$S$18:$W$41,2,FALSE),VLOOKUP($D150,'DER Output'!$S$18:$W$41,3,FALSE))","v":0.1862014198298606},{"$f":"IF($C150=\"S\",VLOOKUP($D150,'DER Output'!$S$18:$W$41,4,FALSE),VLOOKUP($D150,'DER Output'!$S$18:$W$41,5,FALSE))","v":0.1862014198298606},{"$f":"IF($C150=\"S\",VLOOKUP($D150,'DER Output'!$S$18:$W$41,4,FALSE),VLOOKUP($D150,'DER Output'!$S$18:$W$41,5,FALSE))","v":0.1862014198298606},{"$f":"IF($C150=\"S\",VLOOKUP($D150,'DER Output'!$S$18:$W$41,4,FALSE),VLOOKUP($D150,'DER Output'!$S$18:$W$41,5,FALSE))","v":0.1862014198298606},{"$f":"IF($C150=\"S\",VLOOKUP($D150,'DER Output'!$S$18:$W$41,4,FALSE),VLOOKUP($D150,'DER Output'!$S$18:$W$41,5,FALSE))","v":0.1862014198298606},{"$f":"IFERROR(IF(OR(C150=\"S\",C150=\"D\"),VLOOKUP(B150,'Seasonal Customer Count'!$B:$I,4,FALSE),IF(C150=\"W\",VLOOKUP(B150,'Seasonal Customer Count'!$B:$P,12,FALSE),\"Check\")),0)","v":0},{"$f":"IFERROR(IF(OR(C150=\"S\",C150=\"D\"),VLOOKUP(B150,'Seasonal Customer Count'!$B:$P,5,FALSE),IF(C150=\"W\",VLOOKUP(B150,'Seasonal Customer Count'!$B:$P,13,FALSE),\"Check\")),0)","v":0},{"$f":"IFERROR(IF(OR(C150=\"S\",C150=\"D\"),VLOOKUP(B150,'Seasonal Customer Count'!$B:$P,6,FALSE),IF(C150=\"W\",VLOOKUP(B150,'Seasonal Customer Count'!$B:$P,14,FALSE),\"Check\")),0)","v":0},{"$f":"IFERROR(IF(OR(C150=\"S\",C150=\"D\"),VLOOKUP(B150,'Seasonal Customer Count'!$B:$P,7,FALSE),IF(C150=\"W\",VLOOKUP(B150,'Seasonal Customer Count'!$B:$P,15,FALSE),\"Check\")),0)","v":1},{"$f":"IFERROR(IF(OR(C150=\"S\",C150=\"D\"),VLOOKUP(B150,'Seasonal Customer Count'!$B:$P,8,FALSE),IF(C150=\"W\",VLOOKUP(B150,'Seasonal Customer Count'!$B:$P,16,FALSE),\"Check\")),0)","v":0},{"$f":"Summary!$D$8*(K150*'Average Project Size'!$F$6+L150*'Average Project Size'!$F$7+M150*'Average Project Size'!$F$8+N150*'Average Project Size'!$F$10+O150*'Average Project Size'!$F$9)/1000","v":2.9355110231040001E-3},{"$f":"Summary!$D$8*(K150*F150*'Average Project Size'!$F$6+L150*G150*'Average Project Size'!$F$7+M150*H150*'Average Project Size'!$F$8+N150*I150*'Average Project Size'!$F$10+O150*J150*'Average Project Size'!$F$9)/1000","v":5.4659632042817151E-4}]
[null,{"$f":"'Peak Identification'!B149","v":"BYRL14"},{"$f":"'Peak Identification'!D149","v":"W"},{"$f":"'Peak Identification'!E149","v":13},{"$f":"VLOOKUP($D151,'DER Output'!$S$17:$X$41,6,FALSE)","v":0.3680214036441018},{"$f":"IF($C151=\"S\",VLOOKUP($D151,'DER Output'!$S$18:$W$41,2,FALSE),VLOOKUP($D151,'DER Output'!$S$18:$W$41,3,FALSE))","v":0.33734578552830136},{"$f":"IF($C151=\"S\",VLOOKUP($D151,'DER Output'!$S$18:$W$41,4,FALSE),VLOOKUP($D151,'DER Output'!$S$18:$W$41,5,FALSE))","v":0.33734578552830136},{"$f":"IF($C151=\"S\",VLOOKUP($D151,'DER Output'!$S$18:$W$41,4,FALSE),VLOOKUP($D151,'DER Output'!$S$18:$W$41,5,FALSE))","v":0.33734578552830136},{"$f":"IF($C151=\"S\",VLOOKUP($D151,'DER Output'!$S$18:$W$41,4,FALSE),VLOOKUP($D151,'DER Output'!$S$18:$W$41,5,FALSE))","v":0.33734578552830136},{"$f":"IF($C151=\"S\",VLOOKUP($D151,'DER Output'!$S$18:$W$41,4,FALSE),VLOOKUP($D151,'DER Output'!$S$18:$W$41,5,FALSE))","v":0.33734578552830136},{"$f":"IFERROR(IF(OR(C151=\"S\",C151=\"D\"),VLOOKUP(B151,'Seasonal Customer Count'!$B:$I,4,FALSE),IF(C151=\"W\",VLOOKUP(B151,'Seasonal Customer Count'!$B:$P,12,FALSE),\"Check\")),0)","v":0},{"$f":"IFERROR(IF(OR(C151=\"S\",C151=\"D\"),VLOOKUP(B151,'Seasonal Customer Count'!$B:$P,5,FALSE),IF(C151=\"W\",VLOOKUP(B151,'Seasonal Customer Count'!$B:$P,13,FALSE),\"Check\")),0)","v":0},{"$f":"IFERROR(IF(OR(C151=\"S\",C151=\"D\"),VLOOKUP(B151,'Seasonal Customer Count'!$B:$P,6,FALSE),IF(C151=\"W\",VLOOKUP(B151,'Seasonal Customer Count'!$B:$P,14,FALSE),\"Check\")),0)","v":0},{"$f":"IFERROR(IF(OR(C151=\"S\",C151=\"D\"),VLOOKUP(B151,'Seasonal Customer Count'!$B:$P,7,FALSE),IF(C151=\"W\",VLOOKUP(B151,'Seasonal Customer Count'!$B:$P,15,FALSE),\"Check\")),0)","v":0},{"$f":"IFERROR(IF(OR(C151=\"S\",C151=\"D\"),VLOOKUP(B151,'Seasonal Customer Count'!$B:$P,8,FALSE),IF(C151=\"W\",VLOOKUP(B151,'Seasonal Customer Count'!$B:$P,16,FALSE),\"Check\")),0)","v":0},{"$f":"Summary!$D$8*(K151*'Average Project Size'!$F$6+L151*'Average Project Size'!$F$7+M151*'Average Project Size'!$F$8+N151*'Average Project Size'!$F$10+O151*'Average Project Size'!$F$9)/1000","v":0},{"$f":"Summary!$D$8*(K151*F151*'Average Project Size'!$F$6+L151*G151*'Average Project Size'!$F$7+M151*H151*'Average Project Size'!$F$8+N151*I151*'Average Project Size'!$F$10+O151*J151*'Average Project Size'!$F$9)/1000","v":0}]
[null,{"$f":"'Peak Identification'!B150","v":"BYRL15"},{"$f":"'Peak Identification'!D150","v":"D"},{"$f":"'Peak Identification'!E150","v":8},{"$f":"VLOOKUP($D152,'DER Output'!$S$17:$X$41,6,FALSE)","v":0},{"$f":"IF($C152=\"S\",VLOOKUP($D152,'DER Output'!$S$18:$W$41,2,FALSE),VLOOKUP($D152,'DER Output'!$S$18:$W$41,3,FALSE))","v":2.4357194050013426E-2},{"$f":"IF($C152=\"S\",VLOOKUP($D152,'DER Output'!$S$18:$W$41,4,FALSE),VLOOKUP($D152,'DER Output'!$S$18:$W$41,5,FALSE))","v":2.4357194050013426E-2},{"$f":"IF($C152=\"S\",VLOOKUP($D152,'DER Output'!$S$18:$W$41,4,FALSE),VLOOKUP($D152,'DER Output'!$S$18:$W$41,5,FALSE))","v":2.4357194050013426E-2},{"$f":"IF($C152=\"S\",VLOOKUP($D152,'DER Output'!$S$18:$W$41,4,FALSE),VLOOKUP($D152,'DER Output'!$S$18:$W$41,5,FALSE))","v":2.4357194050013426E-2},{"$f":"IF($C152=\"S\",VLOOKUP($D152,'DER Output'!$S$18:$W$41,4,FALSE),VLOOKUP($D152,'DER Output'!$S$18:$W$41,5,FALSE))","v":2.4357194050013426E-2},{"$f":"IFERROR(IF(OR(C152=\"S\",C152=\"D\"),VLOOKUP(B152,'Seasonal Customer Count'!$B:$I,4,FALSE),IF(C152=\"W\",VLOOKUP(B152,'Seasonal Customer Count'!$B:$P,12,FALSE),\"Check\")),0)","v":0},{"$f":"IFERROR(IF(OR(C152=\"S\",C152=\"D\"),VLOOKUP(B152,'Seasonal Customer Count'!$B:$P,5,FALSE),IF(C152=\"W\",VLOOKUP(B152,'Seasonal Customer Count'!$B:$P,13,FALSE),\"Check\")),0)","v":0},{"$f":"IFERROR(IF(OR(C152=\"S\",C152=\"D\"),VLOOKUP(B152,'Seasonal Customer Count'!$B:$P,6,FALSE),IF(C152=\"W\",VLOOKUP(B152,'Seasonal Customer Count'!$B:$P,14,FALSE),\"Check\")),0)","v":3},{"$f":"IFERROR(IF(OR(C152=\"S\",C152=\"D\"),VLOOKUP(B152,'Seasonal Customer Count'!$B:$P,7,FALSE),IF(C152=\"W\",VLOOKUP(B152,'Seasonal Customer Count'!$B:$P,15,FALSE),\"Check\")),0)","v":3},{"$f":"IFERROR(IF(OR(C152=\"S\",C152=\"D\"),VLOOKUP(B152,'Seasonal Customer Count'!$B:$P,8,FALSE),IF(C152=\"W\",VLOOKUP(B152,'Seasonal Customer Count'!$B:$P,16,FALSE),\"Check\")),0)","v":0},{"$f":"Summary!$D$8*(K152*'Average Project Size'!$F$6+L152*'Average Project Size'!$F$7+M152*'Average Project Size'!$F$8+N152*'Average Project Size'!$F$10+O152*'Average Project Size'!$F$9)/1000","v":9.3224809994402122E-3},{"$f":"Summary!$D$8*(K152*F152*'Average Project Size'!$F$6+L152*G152*'Average Project Size'!$F$7+M152*H152*'Average Project Size'!$F$8+N152*I152*'Average Project Size'!$F$10+O152*J152*'Average Project Size'!$F$9)/1000","v":2.2706947873092842E-4}]
[null,{"$f":"'Peak Identification'!B151","v":"BYRL T-061"},{"$f":"'Peak Identification'!D151","v":"S"},{"$f":"'Peak Identification'!E151","v":17},{"$f":"VLOOKUP($D153,'DER Output'!$S$17:$X$41,6,FALSE)","v":0.19174838710475617},{"$f":"IF($C153=\"S\",VLOOKUP($D153,'DER Output'!$S$18:$W$41,2,FALSE),VLOOKUP($D153,'DER Output'!$S$18:$W$41,3,FALSE))","v":0.30300399777640191},{"$f":"IF($C153=\"S\",VLOOKUP($D153,'DER Output'!$S$18:$W$41,4,FALSE),VLOOKUP($D153,'DER Output'!$S$18:$W$41,5,FALSE))","v":0.30300399777640191},{"$f":"IF($C153=\"S\",VLOOKUP($D153,'DER Output'!$S$18:$W$41,4,FALSE),VLOOKUP($D153,'DER Output'!$S$18:$W$41,5,FALSE))","v":0.30300399777640191},{"$f":"IF($C153=\"S\",VLOOKUP($D153,'DER Output'!$S$18:$W$41,4,FALSE),VLOOKUP($D153,'DER Output'!$S$18:$W$41,5,FALSE))","v":0.30300399777640191},{"$f":"IF($C153=\"S\",VLOOKUP($D153,'DER Output'!$S$18:$W$41,4,FALSE),VLOOKUP($D153,'DER Output'!$S$18:$W$41,5,FALSE))","v":0.30300399777640191},{"$f":"IFERROR(IF(OR(C153=\"S\",C153=\"D\"),VLOOKUP(B153,'Seasonal Customer Count'!$B:$I,4,FALSE),IF(C153=\"W\",VLOOKUP(B153,'Seasonal Customer Count'!$B:$P,12,FALSE),\"Check\")),0)","v":0},{"$f":"IFERROR(IF(OR(C153=\"S\",C153=\"D\"),VLOOKUP(B153,'Seasonal Customer Count'!$B:$P,5,FALSE),IF(C153=\"W\",VLOOKUP(B153,'Seasonal Customer Count'!$B:$P,13,FALSE),\"Check\")),0)","v":0},{"$f":"IFERROR(IF(OR(C153=\"S\",C153=\"D\"),VLOOKUP(B153,'Seasonal Customer Count'!$B:$P,6,FALSE),IF(C153=\"W\",VLOOKUP(B153,'Seasonal Customer Count'!$B:$P,14,FALSE),\"Check\")),0)","v":0},{"$f":"IFERROR(IF(OR(C153=\"S\",C153=\"D\"),VLOOKUP(B153,'Seasonal Customer Count'!$B:$P,7,FALSE),IF(C153=\"W\",VLOOKUP(B153,'Seasonal Customer Count'!$B:$P,15,FALSE),\"Check\")),0)","v":1},{"$f":"IFERROR(IF(OR(C153=\"S\",C153=\"D\"),VLOOKUP(B153,'Seasonal Customer Count'!$B:$P,8,FALSE),IF(C153=\"W\",VLOOKUP(B153,'Seasonal Customer Count'!$B:$P,16,FALSE),\"Check\")),0)","v":0},{"$f":"Summary!$D$8*(K153*'Average Project Size'!$F$6+L153*'Average Project Size'!$F$7+M153*'Average Project Size'!$F$8+N153*'Average Project Size'!$F$10+O153*'Average Project Size'!$F$9)/1000","v":2.9355110231040001E-3},{"$f":"Summary!$D$8*(K153*F153*'Average Project Size'!$F$6+L153*G153*'Average Project Size'!$F$7+M153*H153*'Average Project Size'!$F$8+N153*I153*'Average Project Size'!$F$10+O153*J153*'Average Project Size'!$F$9)/1000","v":8.8947157551720764E-4}]
[null,{"$f":"'Peak Identification'!B152","v":"BYRL T-062"},{"$f":"'Peak Identification'!D152","v":"D"},{"$f":"'Peak Identification'!E152","v":17},{"$f":"VLOOKUP($D154,'DER Output'!$S$17:$X$41,6,FALSE)","v":0.19174838710475617},{"$f":"IF($C154=\"S\",VLOOKUP($D154,'DER Output'!$S$18:$W$41,2,FALSE),VLOOKUP($D154,'DER Output'!$S$18:$W$41,3,FALSE))","v":1.5799980883983985E-2},{"$f":"IF($C154=\"S\",VLOOKUP($D154,'DER Output'!$S$18:$W$41,4,FALSE),VLOOKUP($D154,'DER Output'!$S$18:$W$41,5,FALSE))","v":1.5799980883983985E-2},{"$f":"IF($C154=\"S\",VLOOKUP($D154,'DER Output'!$S$18:$W$41,4,FALSE),VLOOKUP($D154,'DER Output'!$S$18:$W$41,5,FALSE))","v":1.5799980883983985E-2},{"$f":"IF($C154=\"S\",VLOOKUP($D154,'DER Output'!$S$18:$W$41,4,FALSE),VLOOKUP($D154,'DER Output'!$S$18:$W$41,5,FALSE))","v":1.5799980883983985E-2},{"$f":"IF($C154=\"S\",VLOOKUP($D154,'DER Output'!$S$18:$W$41,4,FALSE),VLOOKUP($D154,'DER Output'!$S$18:$W$41,5,FALSE))","v":1.5799980883983985E-2},{"$f":"IFERROR(IF(OR(C154=\"S\",C154=\"D\"),VLOOKUP(B154,'Seasonal Customer Count'!$B:$I,4,FALSE),IF(C154=\"W\",VLOOKUP(B154,'Seasonal Customer Count'!$B:$P,12,FALSE),\"Check\")),0)","v":0},{"$f":"IFERROR(IF(OR(C154=\"S\",C154=\"D\"),VLOOKUP(B154,'Seasonal Customer Count'!$B:$P,5,FALSE),IF(C154=\"W\",VLOOKUP(B154,'Seasonal Customer Count'!$B:$P,13,FALSE),\"Check\")),0)","v":0},{"$f":"IFERROR(IF(OR(C154=\"S\",C154=\"D\"),VLOOKUP(B154,'Seasonal Customer Count'!$B:$P,6,FALSE),IF(C154=\"W\",VLOOKUP(B154,'Seasonal Customer Count'!$B:$P,14,FALSE),\"Check\")),0)","v":3},{"$f":"IFERROR(IF(OR(C154=\"S\",C154=\"D\"),VLOOKUP(B154,'Seasonal Customer Count'!$B:$P,7,FALSE),IF(C154=\"W\",VLOOKUP(B154,'Seasonal Customer Count'!$B:$P,15,FALSE),\"Check\")),0)","v":5},{"$f":"IFERROR(IF(OR(C154=\"S\",C154=\"D\"),VLOOKUP(B154,'Seasonal Customer Count'!$B:$P,8,FALSE),IF(C154=\"W\",VLOOKUP(B154,'Seasonal Customer Count'!$B:$P,16,FALSE),\"Check\")),0)","v":0},{"$f":"Summary!$D$8*(K154*'Average Project Size'!$F$6+L154*'Average Project Size'!$F$7+M154*'Average Project Size'!$F$8+N154*'Average Project Size'!$F$10+O154*'Average Project Size'!$F$9)/1000","v":1.5193503045648211E-2},{"$f":"Summary!$D$8*(K154*F154*'Average Project Size'!$F$6+L154*G154*'Average Project Size'!$F$7+M154*H154*'Average Project Size'!$F$8+N154*I154*'Average Project Size'!$F$10+O154*J154*'Average Project Size'!$F$9)/1000","v":2.4005705768199425E-4}]
[null,{"$f":"'Peak Identification'!B153","v":"CACK41"},{"$f":"'Peak Identification'!D153","v":"S"},{"$f":"'Peak Identification'!E153","v":14},{"$f":"VLOOKUP($D155,'DER Output'!$S$17:$X$41,6,FALSE)","v":0.26694349499860076},{"$f":"IF($C155=\"S\",VLOOKUP($D155,'DER Output'!$S$18:$W$41,2,FALSE),VLOOKUP($D155,'DER Output'!$S$18:$W$41,3,FALSE))","v":0.65426593965075153},{"$f":"IF($C155=\"S\",VLOOKUP($D155,'DER Output'!$S$18:$W$41,4,FALSE),VLOOKUP($D155,'DER Output'!$S$18:$W$41,5,FALSE))","v":0.65426593965075153},{"$f":"IF($C155=\"S\",VLOOKUP($D155,'DER Output'!$S$18:$W$41,4,FALSE),VLOOKUP($D155,'DER Output'!$S$18:$W$41,5,FALSE))","v":0.65426593965075153},{"$f":"IF($C155=\"S\",VLOOKUP($D155,'DER Output'!$S$18:$W$41,4,FALSE),VLOOKUP($D155,'DER Output'!$S$18:$W$41,5,FALSE))","v":0.65426593965075153},{"$f":"IF($C155=\"S\",VLOOKUP($D155,'DER Output'!$S$18:$W$41,4,FALSE),VLOOKUP($D155,'DER Output'!$S$18:$W$41,5,FALSE))","v":0.65426593965075153},{"$f":"IFERROR(IF(OR(C155=\"S\",C155=\"D\"),VLOOKUP(B155,'Seasonal Customer Count'!$B:$I,4,FALSE),IF(C155=\"W\",VLOOKUP(B155,'Seasonal Customer Count'!$B:$P,12,FALSE),\"Check\")),0)","v":276},{"$f":"IFERROR(IF(OR(C155=\"S\",C155=\"D\"),VLOOKUP(B155,'Seasonal Customer Count'!$B:$P,5,FALSE),IF(C155=\"W\",VLOOKUP(B155,'Seasonal Customer Count'!$B:$P,13,FALSE),\"Check\")),0)","v":57},{"$f":"IFERROR(IF(OR(C155=\"S\",C155=\"D\"),VLOOKUP(B155,'Seasonal Customer Count'!$B:$P,6,FALSE),IF(C155=\"W\",VLOOKUP(B155,'Seasonal Customer Count'!$B:$P,14,FALSE),\"Check\")),0)","v":21},{"$f":"IFERROR(IF(OR(C155=\"S\",C155=\"D\"),VLOOKUP(B155,'Seasonal Customer Count'!$B:$P,7,FALSE),IF(C155=\"W\",VLOOKUP(B155,'Seasonal Customer Count'!$B:$P,15,FALSE),\"Check\")),0)","v":2},{"$f":"IFERROR(IF(OR(C155=\"S\",C155=\"D\"),VLOOKUP(B155,'Seasonal Customer Count'!$B:$P,8,FALSE),IF(C155=\"W\",VLOOKUP(B155,'Seasonal Customer Count'!$B:$P,16,FALSE),\"Check\")),0)","v":168},{"$f":"Summary!$D$8*(K155*'Average Project Size'!$F$6+L155*'Average Project Size'!$F$7+M155*'Average Project Size'!$F$8+N155*'Average Project Size'!$F$10+O155*'Average Project Size'!$F$9)/1000","v":0.13148654638076041},{"$f":"Summary!$D$8*(K155*F155*'Average Project Size'!$F$6+L155*G155*'Average Project Size'!$F$7+M155*H155*'Average Project Size'!$F$8+N155*I155*'Average Project Size'!$F$10+O155*J155*'Average Project Size'!$F$9)/1000","v":8.6027168819240343E-2}]
[null,{"$f":"'Peak Identification'!B154","v":"CACK42"},{"$f":"'Peak Identification'!D154","v":"S"},{"$f":"'Peak Identification'!E154","v":22},{"$f":"VLOOKUP($D156,'DER Output'!$S$17:$X$41,6,FALSE)","v":0},{"$f":"IF($C156=\"S\",VLOOKUP($D156,'DER Output'!$S$18:$W$41,2,FALSE),VLOOKUP($D156,'DER Output'!$S$18:$W$41,3,FALSE))","v":4.7662353088631345E-4},{"$f":"IF($C156=\"S\",VLOOKUP($D156,'DER Output'!$S$18:$W$41,4,FALSE),VLOOKUP($D156,'DER Output'!$S$18:$W$41,5,FALSE))","v":4.7662353088631345E-4},{"$f":"IF($C156=\"S\",VLOOKUP($D156,'DER Output'!$S$18:$W$41,4,FALSE),VLOOKUP($D156,'DER Output'!$S$18:$W$41,5,FALSE))","v":4.7662353088631345E-4},{"$f":"IF($C156=\"S\",VLOOKUP($D156,'DER Output'!$S$18:$W$41,4,FALSE),VLOOKUP($D156,'DER Output'!$S$18:$W$41,5,FALSE))","v":4.7662353088631345E-4},{"$f":"IF($C156=\"S\",VLOOKUP($D156,'DER Output'!$S$18:$W$41,4,FALSE),VLOOKUP($D156,'DER Output'!$S$18:$W$41,5,FALSE))","v":4.7662353088631345E-4},{"$f":"IFERROR(IF(OR(C156=\"S\",C156=\"D\"),VLOOKUP(B156,'Seasonal Customer Count'!$B:$I,4,FALSE),IF(C156=\"W\",VLOOKUP(B156,'Seasonal Customer Count'!$B:$P,12,FALSE),\"Check\")),0)","v":35},{"$f":"IFERROR(IF(OR(C156=\"S\",C156=\"D\"),VLOOKUP(B156,'Seasonal Customer Count'!$B:$P,5,FALSE),IF(C156=\"W\",VLOOKUP(B156,'Seasonal Customer Count'!$B:$P,13,FALSE),\"Check\")),0)","v":20},{"$f":"IFERROR(IF(OR(C156=\"S\",C156=\"D\"),VLOOKUP(B156,'Seasonal Customer Count'!$B:$P,6,FALSE),IF(C156=\"W\",VLOOKUP(B156,'Seasonal Customer Count'!$B:$P,14,FALSE),\"Check\")),0)","v":21},{"$f":"IFERROR(IF(OR(C156=\"S\",C156=\"D\"),VLOOKUP(B156,'Seasonal Customer Count'!$B:$P,7,FALSE),IF(C156=\"W\",VLOOKUP(B156,'Seasonal Customer Count'!$B:$P,15,FALSE),\"Check\")),0)","v":0},{"$f":"IFERROR(IF(OR(C156=\"S\",C156=\"D\"),VLOOKUP(B156,'Seasonal Customer Count'!$B:$P,8,FALSE),IF(C156=\"W\",VLOOKUP(B156,'Seasonal Customer Count'!$B:$P,16,FALSE),\"Check\")),0)","v":74},{"$f":"Summary!$D$8*(K156*'Average Project Size'!$F$6+L156*'Average Project Size'!$F$7+M156*'Average Project Size'!$F$8+N156*'Average Project Size'!$F$10+O156*'Average Project Size'!$F$9)/1000","v":5.3535863595133341E-2},{"$f":"Summary!$D$8*(K156*F156*'Average Project Size'!$F$6+L156*G156*'Average Project Size'!$F$7+M156*H156*'Average Project Size'!$F$8+N156*I156*'Average Project Size'!$F$10+O156*J156*'Average Project Size'!$F$9)/1000","v":2.5516452335760493E-5}]
[null,{"$f":"'Peak Identification'!B155","v":"CACK43"},{"$f":"'Peak Identification'!D155","v":"S"},{"$f":"'Peak Identification'!E155","v":21},{"$f":"VLOOKUP($D157,'DER Output'!$S$17:$X$41,6,FALSE)","v":0},{"$f":"IF($C157=\"S\",VLOOKUP($D157,'DER Output'!$S$18:$W$41,2,FALSE),VLOOKUP($D157,'DER Output'!$S$18:$W$41,3,FALSE))","v":9.5068228432060471E-4},{"$f":"IF($C157=\"S\",VLOOKUP($D157,'DER Output'!$S$18:$W$41,4,FALSE),VLOOKUP($D157,'DER Output'!$S$18:$W$41,5,FALSE))","v":9.5068228432060471E-4},{"$f":"IF($C157=\"S\",VLOOKUP($D157,'DER Output'!$S$18:$W$41,4,FALSE),VLOOKUP($D157,'DER Output'!$S$18:$W$41,5,FALSE))","v":9.5068228432060471E-4},{"$f":"IF($C157=\"S\",VLOOKUP($D157,'DER Output'!$S$18:$W$41,4,FALSE),VLOOKUP($D157,'DER Output'!$S$18:$W$41,5,FALSE))","v":9.5068228432060471E-4},{"$f":"IF($C157=\"S\",VLOOKUP($D157,'DER Output'!$S$18:$W$41,4,FALSE),VLOOKUP($D157,'DER Output'!$S$18:$W$41,5,FALSE))","v":9.5068228432060471E-4},{"$f":"IFERROR(IF(OR(C157=\"S\",C157=\"D\"),VLOOKUP(B157,'Seasonal Customer Count'!$B:$I,4,FALSE),IF(C157=\"W\",VLOOKUP(B157,'Seasonal Customer Count'!$B:$P,12,FALSE),\"Check\")),0)","v":263},{"$f":"IFERROR(IF(OR(C157=\"S\",C157=\"D\"),VLOOKUP(B157,'Seasonal Customer Count'!$B:$P,5,FALSE),IF(C157=\"W\",VLOOKUP(B157,'Seasonal Customer Count'!$B:$P,13,FALSE),\"Check\")),0)","v":54},{"$f":"IFERROR(IF(OR(C157=\"S\",C157=\"D\"),VLOOKUP(B157,'Seasonal Customer Count'!$B:$P,6,FALSE),IF(C157=\"W\",VLOOKUP(B157,'Seasonal Customer Count'!$B:$P,14,FALSE),\"Check\")),0)","v":34},{"$f":"IFERROR(IF(OR(C157=\"S\",C157=\"D\"),VLOOKUP(B157,'Seasonal Customer Count'!$B:$P,7,FALSE),IF(C157=\"W\",VLOOKUP(B157,'Seasonal Customer Count'!$B:$P,15,FALSE),\"Check\")),0)","v":0},{"$f":"IFERROR(IF(OR(C157=\"S\",C157=\"D\"),VLOOKUP(B157,'Seasonal Customer Count'!$B:$P,8,FALSE),IF(C157=\"W\",VLOOKUP(B157,'Seasonal Customer Count'!$B:$P,16,FALSE),\"Check\")),0)","v":114},{"$f":"Summary!$D$8*(K157*'Average Project Size'!$F$6+L157*'Average Project Size'!$F$7+M157*'Average Project Size'!$F$8+N157*'Average Project Size'!$F$10+O157*'Average Project Size'!$F$9)/1000","v":9.2768985332662202E-2},{"$f":"Summary!$D$8*(K157*F157*'Average Project Size'!$F$6+L157*G157*'Average Project Size'!$F$7+M157*H157*'Average Project Size'!$F$8+N157*I157*'Average Project Size'!$F$10+O157*J157*'Average Project Size'!$F$9)/1000","v":8.8193830890159966E-5}]
[null,{"$f":"'Peak Identification'!B156","v":"CACK T-131"},{"$f":"'Peak Identification'!D156","v":"S"},{"$f":"'Peak Identification'!E156","v":21},{"$f":"VLOOKUP($D158,'DER Output'!$S$17:$X$41,6,FALSE)","v":0},{"$f":"IF($C158=\"S\",VLOOKUP($D158,'DER Output'!$S$18:$W$41,2,FALSE),VLOOKUP($D158,'DER Output'!$S$18:$W$41,3,FALSE))","v":9.5068228432060471E-4},{"$f":"IF($C158=\"S\",VLOOKUP($D158,'DER Output'!$S$18:$W$41,4,FALSE),VLOOKUP($D158,'DER Output'!$S$18:$W$41,5,FALSE))","v":9.5068228432060471E-4},{"$f":"IF($C158=\"S\",VLOOKUP($D158,'DER Output'!$S$18:$W$41,4,FALSE),VLOOKUP($D158,'DER Output'!$S$18:$W$41,5,FALSE))","v":9.5068228432060471E-4},{"$f":"IF($C158=\"S\",VLOOKUP($D158,'DER Output'!$S$18:$W$41,4,FALSE),VLOOKUP($D158,'DER Output'!$S$18:$W$41,5,FALSE))","v":9.5068228432060471E-4},{"$f":"IF($C158=\"S\",VLOOKUP($D158,'DER Output'!$S$18:$W$41,4,FALSE),VLOOKUP($D158,'DER Output'!$S$18:$W$41,5,FALSE))","v":9.5068228432060471E-4},{"$f":"IFERROR(IF(OR(C158=\"S\",C158=\"D\"),VLOOKUP(B158,'Seasonal Customer Count'!$B:$I,4,FALSE),IF(C158=\"W\",VLOOKUP(B158,'Seasonal Customer Count'!$B:$P,12,FALSE),\"Check\")),0)","v":0},{"$f":"IFERROR(IF(OR(C158=\"S\",C158=\"D\"),VLOOKUP(B158,'Seasonal Customer Count'!$B:$P,5,FALSE),IF(C158=\"W\",VLOOKUP(B158,'Seasonal Customer Count'!$B:$P,13,FALSE),\"Check\")),0)","v":0},{"$f":"IFERROR(IF(OR(C158=\"S\",C158=\"D\"),VLOOKUP(B158,'Seasonal Customer Count'!$B:$P,6,FALSE),IF(C158=\"W\",VLOOKUP(B158,'Seasonal Customer Count'!$B:$P,14,FALSE),\"Check\")),0)","v":0},{"$f":"IFERROR(IF(OR(C158=\"S\",C158=\"D\"),VLOOKUP(B158,'Seasonal Customer Count'!$B:$P,7,FALSE),IF(C158=\"W\",VLOOKUP(B158,'Seasonal Customer Count'!$B:$P,15,FALSE),\"Check\")),0)","v":0},{"$f":"IFERROR(IF(OR(C158=\"S\",C158=\"D\"),VLOOKUP(B158,'Seasonal Customer Count'!$B:$P,8,FALSE),IF(C158=\"W\",VLOOKUP(B158,'Seasonal Customer Count'!$B:$P,16,FALSE),\"Check\")),0)","v":0},{"$f":"Summary!$D$8*(K158*'Average Project Size'!$F$6+L158*'Average Project Size'!$F$7+M158*'Average Project Size'!$F$8+N158*'Average Project Size'!$F$10+O158*'Average Project Size'!$F$9)/1000","v":0},{"$f":"Summary!$D$8*(K158*F158*'Average Project Size'!$F$6+L158*G158*'Average Project Size'!$F$7+M158*H158*'Average Project Size'!$F$8+N158*I158*'Average Project Size'!$F$10+O158*J158*'Average Project Size'!$F$9)/1000","v":0}]
[null,{"$f":"'Peak Identification'!B157","v":"CACK T-132"},{"$f":"'Peak Identification'!D157","v":"S"},{"$f":"'Peak Identification'!E157","v":21},{"$f":"VLOOKUP($D159,'DER Output'!$S$17:$X$41,6,FALSE)","v":0},{"$f":"IF($C159=\"S\",VLOOKUP($D159,'DER Output'!$S$18:$W$41,2,FALSE),VLOOKUP($D159,'DER Output'!$S$18:$W$41,3,FALSE))","v":9.5068228432060471E-4},{"$f":"IF($C159=\"S\",VLOOKUP($D159,'DER Output'!$S$18:$W$41,4,FALSE),VLOOKUP($D159,'DER Output'!$S$18:$W$41,5,FALSE))","v":9.5068228432060471E-4},{"$f":"IF($C159=\"S\",VLOOKUP($D159,'DER Output'!$S$18:$W$41,4,FALSE),VLOOKUP($D159,'DER Output'!$S$18:$W$41,5,FALSE))","v":9.5068228432060471E-4},{"$f":"IF($C159=\"S\",VLOOKUP($D159,'DER Output'!$S$18:$W$41,4,FALSE),VLOOKUP($D159,'DER Output'!$S$18:$W$41,5,FALSE))","v":9.5068228432060471E-4},{"$f":"IF($C159=\"S\",VLOOKUP($D159,'DER Output'!$S$18:$W$41,4,FALSE),VLOOKUP($D159,'DER Output'!$S$18:$W$41,5,FALSE))","v":9.5068228432060471E-4},{"$f":"IFERROR(IF(OR(C159=\"S\",C159=\"D\"),VLOOKUP(B159,'Seasonal Customer Count'!$B:$I,4,FALSE),IF(C159=\"W\",VLOOKUP(B159,'Seasonal Customer Count'!$B:$P,12,FALSE),\"Check\")),0)","v":574},{"$f":"IFERROR(IF(OR(C159=\"S\",C159=\"D\"),VLOOKUP(B159,'Seasonal Customer Count'!$B:$P,5,FALSE),IF(C159=\"W\",VLOOKUP(B159,'Seasonal Customer Count'!$B:$P,13,FALSE),\"Check\")),0)","v":131},{"$f":"IFERROR(IF(OR(C159=\"S\",C159=\"D\"),VLOOKUP(B159,'Seasonal Customer Count'!$B:$P,6,FALSE),IF(C159=\"W\",VLOOKUP(B159,'Seasonal Customer Count'!$B:$P,14,FALSE),\"Check\")),0)","v":76},{"$f":"IFERROR(IF(OR(C159=\"S\",C159=\"D\"),VLOOKUP(B159,'Seasonal Customer Count'!$B:$P,7,FALSE),IF(C159=\"W\",VLOOKUP(B159,'Seasonal Customer Count'!$B:$P,15,FALSE),\"Check\")),0)","v":2},{"$f":"IFERROR(IF(OR(C159=\"S\",C159=\"D\"),VLOOKUP(B159,'Seasonal Customer Count'!$B:$P,8,FALSE),IF(C159=\"W\",VLOOKUP(B159,'Seasonal Customer Count'!$B:$P,16,FALSE),\"Check\")),0)","v":356},{"$f":"Summary!$D$8*(K159*'Average Project Size'!$F$6+L159*'Average Project Size'!$F$7+M159*'Average Project Size'!$F$8+N159*'Average Project Size'!$F$10+O159*'Average Project Size'!$F$9)/1000","v":0.27779139530855596},{"$f":"Summary!$D$8*(K159*F159*'Average Project Size'!$F$6+L159*G159*'Average Project Size'!$F$7+M159*H159*'Average Project Size'!$F$8+N159*I159*'Average Project Size'!$F$10+O159*J159*'Average Project Size'!$F$9)/1000","v":2.6409135825654605E-4}]
[null,{"$f":"'Peak Identification'!B158","v":"CADA11"},{"$f":"'Peak Identification'!D158","v":"S"},{"$f":"'Peak Identification'!E158","v":15},{"$f":"VLOOKUP($D160,'DER Output'!$S$17:$X$41,6,FALSE)","v":0.24675324675324678},{"$f":"IF($C160=\"S\",VLOOKUP($D160,'DER Output'!$S$18:$W$41,2,FALSE),VLOOKUP($D160,'DER Output'!$S$18:$W$41,3,FALSE))","v":0.57498529407079435},{"$f":"IF($C160=\"S\",VLOOKUP($D160,'DER Output'!$S$18:$W$41,4,FALSE),VLOOKUP($D160,'DER Output'!$S$18:$W$41,5,FALSE))","v":0.57498529407079435},{"$f":"IF($C160=\"S\",VLOOKUP($D160,'DER Output'!$S$18:$W$41,4,FALSE),VLOOKUP($D160,'DER Output'!$S$18:$W$41,5,FALSE))","v":0.57498529407079435},{"$f":"IF($C160=\"S\",VLOOKUP($D160,'DER Output'!$S$18:$W$41,4,FALSE),VLOOKUP($D160,'DER Output'!$S$18:$W$41,5,FALSE))","v":0.57498529407079435},{"$f":"IF($C160=\"S\",VLOOKUP($D160,'DER Output'!$S$18:$W$41,4,FALSE),VLOOKUP($D160,'DER Output'!$S$18:$W$41,5,FALSE))","v":0.57498529407079435},{"$f":"IFERROR(IF(OR(C160=\"S\",C160=\"D\"),VLOOKUP(B160,'Seasonal Customer Count'!$B:$I,4,FALSE),IF(C160=\"W\",VLOOKUP(B160,'Seasonal Customer Count'!$B:$P,12,FALSE),\"Check\")),0)","v":0},{"$f":"IFERROR(IF(OR(C160=\"S\",C160=\"D\"),VLOOKUP(B160,'Seasonal Customer Count'!$B:$P,5,FALSE),IF(C160=\"W\",VLOOKUP(B160,'Seasonal Customer Count'!$B:$P,13,FALSE),\"Check\")),0)","v":0},{"$f":"IFERROR(IF(OR(C160=\"S\",C160=\"D\"),VLOOKUP(B160,'Seasonal Customer Count'!$B:$P,6,FALSE),IF(C160=\"W\",VLOOKUP(B160,'Seasonal Customer Count'!$B:$P,14,FALSE),\"Check\")),0)","v":0},{"$f":"IFERROR(IF(OR(C160=\"S\",C160=\"D\"),VLOOKUP(B160,'Seasonal Customer Count'!$B:$P,7,FALSE),IF(C160=\"W\",VLOOKUP(B160,'Seasonal Customer Count'!$B:$P,15,FALSE),\"Check\")),0)","v":1},{"$f":"IFERROR(IF(OR(C160=\"S\",C160=\"D\"),VLOOKUP(B160,'Seasonal Customer Count'!$B:$P,8,FALSE),IF(C160=\"W\",VLOOKUP(B160,'Seasonal Customer Count'!$B:$P,16,FALSE),\"Check\")),0)","v":0},{"$f":"Summary!$D$8*(K160*'Average Project Size'!$F$6+L160*'Average Project Size'!$F$7+M160*'Average Project Size'!$F$8+N160*'Average Project Size'!$F$10+O160*'Average Project Size'!$F$9)/1000","v":2.9355110231040001E-3},{"$f":"Summary!$D$8*(K160*F160*'Average Project Size'!$F$6+L160*G160*'Average Project Size'!$F$7+M160*H160*'Average Project Size'!$F$8+N160*I160*'Average Project Size'!$F$10+O160*J160*'Average Project Size'!$F$9)/1000","v":1.6878756688675116E-3}]
[null,{"$f":"'Peak Identification'!B159","v":"CADA12"},{"$f":"'Peak Identification'!D159","v":"S"},{"$f":"'Peak Identification'!E159","v":13},{"$f":"VLOOKUP($D161,'DER Output'!$S$17:$X$41,6,FALSE)","v":0.3680214036441018},{"$f":"IF($C161=\"S\",VLOOKUP($D161,'DER Output'!$S$18:$W$41,2,FALSE),VLOOKUP($D161,'DER Output'!$S$18:$W$41,3,FALSE))","v":0.68995601564450493},{"$f":"IF($C161=\"S\",VLOOKUP($D161,'DER Output'!$S$18:$W$41,4,FALSE),VLOOKUP($D161,'DER Output'!$S$18:$W$41,5,FALSE))","v":0.68995601564450493},{"$f":"IF($C161=\"S\",VLOOKUP($D161,'DER Output'!$S$18:$W$41,4,FALSE),VLOOKUP($D161,'DER Output'!$S$18:$W$41,5,FALSE))","v":0.68995601564450493},{"$f":"IF($C161=\"S\",VLOOKUP($D161,'DER Output'!$S$18:$W$41,4,FALSE),VLOOKUP($D161,'DER Output'!$S$18:$W$41,5,FALSE))","v":0.68995601564450493},{"$f":"IF($C161=\"S\",VLOOKUP($D161,'DER Output'!$S$18:$W$41,4,FALSE),VLOOKUP($D161,'DER Output'!$S$18:$W$41,5,FALSE))","v":0.68995601564450493},{"$f":"IFERROR(IF(OR(C161=\"S\",C161=\"D\"),VLOOKUP(B161,'Seasonal Customer Count'!$B:$I,4,FALSE),IF(C161=\"W\",VLOOKUP(B161,'Seasonal Customer Count'!$B:$P,12,FALSE),\"Check\")),0)","v":0},{"$f":"IFERROR(IF(OR(C161=\"S\",C161=\"D\"),VLOOKUP(B161,'Seasonal Customer Count'!$B:$P,5,FALSE),IF(C161=\"W\",VLOOKUP(B161,'Seasonal Customer Count'!$B:$P,13,FALSE),\"Check\")),0)","v":0},{"$f":"IFERROR(IF(OR(C161=\"S\",C161=\"D\"),VLOOKUP(B161,'Seasonal Customer Count'!$B:$P,6,FALSE),IF(C161=\"W\",VLOOKUP(B161,'Seasonal Customer Count'!$B:$P,14,FALSE),\"Check\")),0)","v":0},{"$f":"IFERROR(IF(OR(C161=\"S\",C161=\"D\"),VLOOKUP(B161,'Seasonal Customer Count'!$B:$P,7,FALSE),IF(C161=\"W\",VLOOKUP(B161,'Seasonal Customer Count'!$B:$P,15,FALSE),\"Check\")),0)","v":1},{"$f":"IFERROR(IF(OR(C161=\"S\",C161=\"D\"),VLOOKUP(B161,'Seasonal Customer Count'!$B:$P,8,FALSE),IF(C161=\"W\",VLOOKUP(B161,'Seasonal Customer Count'!$B:$P,16,FALSE),\"Check\")),0)","v":0},{"$f":"Summary!$D$8*(K161*'Average Project Size'!$F$6+L161*'Average Project Size'!$F$7+M161*'Average Project Size'!$F$8+N161*'Average Project Size'!$F$10+O161*'Average Project Size'!$F$9)/1000","v":2.9355110231040001E-3},{"$f":"Summary!$D$8*(K161*F161*'Average Project Size'!$F$6+L161*G161*'Average Project Size'!$F$7+M161*H161*'Average Project Size'!$F$8+N161*I161*'Average Project Size'!$F$10+O161*J161*'Average Project Size'!$F$9)/1000","v":2.0253734893813601E-3}]
[null,{"$f":"'Peak Identification'!B160","v":"CADA13"},{"$f":"'Peak Identification'!D160","v":"S"},{"$f":"'Peak Identification'!E160","v":18},{"$f":"VLOOKUP($D162,'DER Output'!$S$17:$X$41,6,FALSE)","v":0.16032398020038169},{"$f":"IF($C162=\"S\",VLOOKUP($D162,'DER Output'!$S$18:$W$41,2,FALSE),VLOOKUP($D162,'DER Output'!$S$18:$W$41,3,FALSE))","v":0.17224423800777711},{"$f":"IF($C162=\"S\",VLOOKUP($D162,'DER Output'!$S$18:$W$41,4,FALSE),VLOOKUP($D162,'DER Output'!$S$18:$W$41,5,FALSE))","v":0.17224423800777711},{"$f":"IF($C162=\"S\",VLOOKUP($D162,'DER Output'!$S$18:$W$41,4,FALSE),VLOOKUP($D162,'DER Output'!$S$18:$W$41,5,FALSE))","v":0.17224423800777711},{"$f":"IF($C162=\"S\",VLOOKUP($D162,'DER Output'!$S$18:$W$41,4,FALSE),VLOOKUP($D162,'DER Output'!$S$18:$W$41,5,FALSE))","v":0.17224423800777711},{"$f":"IF($C162=\"S\",VLOOKUP($D162,'DER Output'!$S$18:$W$41,4,FALSE),VLOOKUP($D162,'DER Output'!$S$18:$W$41,5,FALSE))","v":0.17224423800777711},{"$f":"IFERROR(IF(OR(C162=\"S\",C162=\"D\"),VLOOKUP(B162,'Seasonal Customer Count'!$B:$I,4,FALSE),IF(C162=\"W\",VLOOKUP(B162,'Seasonal Customer Count'!$B:$P,12,FALSE),\"Check\")),0)","v":1715},{"$f":"IFERROR(IF(OR(C162=\"S\",C162=\"D\"),VLOOKUP(B162,'Seasonal Customer Count'!$B:$P,5,FALSE),IF(C162=\"W\",VLOOKUP(B162,'Seasonal Customer Count'!$B:$P,13,FALSE),\"Check\")),0)","v":55},{"$f":"IFERROR(IF(OR(C162=\"S\",C162=\"D\"),VLOOKUP(B162,'Seasonal Customer Count'!$B:$P,6,FALSE),IF(C162=\"W\",VLOOKUP(B162,'Seasonal Customer Count'!$B:$P,14,FALSE),\"Check\")),0)","v":36},{"$f":"IFERROR(IF(OR(C162=\"S\",C162=\"D\"),VLOOKUP(B162,'Seasonal Customer Count'!$B:$P,7,FALSE),IF(C162=\"W\",VLOOKUP(B162,'Seasonal Customer Count'!$B:$P,15,FALSE),\"Check\")),0)","v":1},{"$f":"IFERROR(IF(OR(C162=\"S\",C162=\"D\"),VLOOKUP(B162,'Seasonal Customer Count'!$B:$P,8,FALSE),IF(C162=\"W\",VLOOKUP(B162,'Seasonal Customer Count'!$B:$P,16,FALSE),\"Check\")),0)","v":23},{"$f":"Summary!$D$8*(K162*'Average Project Size'!$F$6+L162*'Average Project Size'!$F$7+M162*'Average Project Size'!$F$8+N162*'Average Project Size'!$F$10+O162*'Average Project Size'!$F$9)/1000","v":9.5956380490476847E-2},{"$f":"Summary!$D$8*(K162*F162*'Average Project Size'!$F$6+L162*G162*'Average Project Size'!$F$7+M162*H162*'Average Project Size'!$F$8+N162*I162*'Average Project Size'!$F$10+O162*J162*'Average Project Size'!$F$9)/1000","v":1.6527933639566516E-2}]
[null,{"$f":"'Peak Identification'!B161","v":"CADA14"},{"$f":"'Peak Identification'!D161","v":"S"},{"$f":"'Peak Identification'!E161","v":9},{"$f":"VLOOKUP($D163,'DER Output'!$S$17:$X$41,6,FALSE)","v":0},{"$f":"IF($C163=\"S\",VLOOKUP($D163,'DER Output'!$S$18:$W$41,2,FALSE),VLOOKUP($D163,'DER Output'!$S$18:$W$41,3,FALSE))","v":0.33510518636371905},{"$f":"IF($C163=\"S\",VLOOKUP($D163,'DER Output'!$S$18:$W$41,4,FALSE),VLOOKUP($D163,'DER Output'!$S$18:$W$41,5,FALSE))","v":0.33510518636371905},{"$f":"IF($C163=\"S\",VLOOKUP($D163,'DER Output'!$S$18:$W$41,4,FALSE),VLOOKUP($D163,'DER Output'!$S$18:$W$41,5,FALSE))","v":0.33510518636371905},{"$f":"IF($C163=\"S\",VLOOKUP($D163,'DER Output'!$S$18:$W$41,4,FALSE),VLOOKUP($D163,'DER Output'!$S$18:$W$41,5,FALSE))","v":0.33510518636371905},{"$f":"IF($C163=\"S\",VLOOKUP($D163,'DER Output'!$S$18:$W$41,4,FALSE),VLOOKUP($D163,'DER Output'!$S$18:$W$41,5,FALSE))","v":0.33510518636371905},{"$f":"IFERROR(IF(OR(C163=\"S\",C163=\"D\"),VLOOKUP(B163,'Seasonal Customer Count'!$B:$I,4,FALSE),IF(C163=\"W\",VLOOKUP(B163,'Seasonal Customer Count'!$B:$P,12,FALSE),\"Check\")),0)","v":135},{"$f":"IFERROR(IF(OR(C163=\"S\",C163=\"D\"),VLOOKUP(B163,'Seasonal Customer Count'!$B:$P,5,FALSE),IF(C163=\"W\",VLOOKUP(B163,'Seasonal Customer Count'!$B:$P,13,FALSE),\"Check\")),0)","v":24},{"$f":"IFERROR(IF(OR(C163=\"S\",C163=\"D\"),VLOOKUP(B163,'Seasonal Customer Count'!$B:$P,6,FALSE),IF(C163=\"W\",VLOOKUP(B163,'Seasonal Customer Count'!$B:$P,14,FALSE),\"Check\")),0)","v":23},{"$f":"IFERROR(IF(OR(C163=\"S\",C163=\"D\"),VLOOKUP(B163,'Seasonal Customer Count'!$B:$P,7,FALSE),IF(C163=\"W\",VLOOKUP(B163,'Seasonal Customer Count'!$B:$P,15,FALSE),\"Check\")),0)","v":1},{"$f":"IFERROR(IF(OR(C163=\"S\",C163=\"D\"),VLOOKUP(B163,'Seasonal Customer Count'!$B:$P,8,FALSE),IF(C163=\"W\",VLOOKUP(B163,'Seasonal Customer Count'!$B:$P,16,FALSE),\"Check\")),0)","v":22},{"$f":"Summary!$D$8*(K163*'Average Project Size'!$F$6+L163*'Average Project Size'!$F$7+M163*'Average Project Size'!$F$8+N163*'Average Project Size'!$F$10+O163*'Average Project Size'!$F$9)/1000","v":2.8009965792040414E-2},{"$f":"Summary!$D$8*(K163*F163*'Average Project Size'!$F$6+L163*G163*'Average Project Size'!$F$7+M163*H163*'Average Project Size'!$F$8+N163*I163*'Average Project Size'!$F$10+O163*J163*'Average Project Size'!$F$9)/1000","v":9.3862848067831003E-3}]
[null,{"$f":"'Peak Identification'!B162","v":"CADA15"},{"$f":"'Peak Identification'!D162","v":"S"},{"$f":"'Peak Identification'!E162","v":18},{"$f":"VLOOKUP($D164,'DER Output'!$S$17:$X$41,6,FALSE)","v":0.16032398020038169},{"$f":"IF($C164=\"S\",VLOOKUP($D164,'DER Output'!$S$18:$W$41,2,FALSE),VLOOKUP($D164,'DER Output'!$S$18:$W$41,3,FALSE))","v":0.17224423800777711},{"$f":"IF($C164=\"S\",VLOOKUP($D164,'DER Output'!$S$18:$W$41,4,FALSE),VLOOKUP($D164,'DER Output'!$S$18:$W$41,5,FALSE))","v":0.17224423800777711},{"$f":"IF($C164=\"S\",VLOOKUP($D164,'DER Output'!$S$18:$W$41,4,FALSE),VLOOKUP($D164,'DER Output'!$S$18:$W$41,5,FALSE))","v":0.17224423800777711},{"$f":"IF($C164=\"S\",VLOOKUP($D164,'DER Output'!$S$18:$W$41,4,FALSE),VLOOKUP($D164,'DER Output'!$S$18:$W$41,5,FALSE))","v":0.17224423800777711},{"$f":"IF($C164=\"S\",VLOOKUP($D164,'DER Output'!$S$18:$W$41,4,FALSE),VLOOKUP($D164,'DER Output'!$S$18:$W$41,5,FALSE))","v":0.17224423800777711},{"$f":"IFERROR(IF(OR(C164=\"S\",C164=\"D\"),VLOOKUP(B164,'Seasonal Customer Count'!$B:$I,4,FALSE),IF(C164=\"W\",VLOOKUP(B164,'Seasonal Customer Count'!$B:$P,12,FALSE),\"Check\")),0)","v":0},{"$f":"IFERROR(IF(OR(C164=\"S\",C164=\"D\"),VLOOKUP(B164,'Seasonal Customer Count'!$B:$P,5,FALSE),IF(C164=\"W\",VLOOKUP(B164,'Seasonal Customer Count'!$B:$P,13,FALSE),\"Check\")),0)","v":0},{"$f":"IFERROR(IF(OR(C164=\"S\",C164=\"D\"),VLOOKUP(B164,'Seasonal Customer Count'!$B:$P,6,FALSE),IF(C164=\"W\",VLOOKUP(B164,'Seasonal Customer Count'!$B:$P,14,FALSE),\"Check\")),0)","v":0},{"$f":"IFERROR(IF(OR(C164=\"S\",C164=\"D\"),VLOOKUP(B164,'Seasonal Customer Count'!$B:$P,7,FALSE),IF(C164=\"W\",VLOOKUP(B164,'Seasonal Customer Count'!$B:$P,15,FALSE),\"Check\")),0)","v":0},{"$f":"IFERROR(IF(OR(C164=\"S\",C164=\"D\"),VLOOKUP(B164,'Seasonal Customer Count'!$B:$P,8,FALSE),IF(C164=\"W\",VLOOKUP(B164,'Seasonal Customer Count'!$B:$P,16,FALSE),\"Check\")),0)","v":0},{"$f":"Summary!$D$8*(K164*'Average Project Size'!$F$6+L164*'Average Project Size'!$F$7+M164*'Average Project Size'!$F$8+N164*'Average Project Size'!$F$10+O164*'Average Project Size'!$F$9)/1000","v":0},{"$f":"Summary!$D$8*(K164*F164*'Average Project Size'!$F$6+L164*G164*'Average Project Size'!$F$7+M164*H164*'Average Project Size'!$F$8+N164*I164*'Average Project Size'!$F$10+O164*J164*'Average Project Size'!$F$9)/1000","v":0}]
[null,{"$f":"'Peak Identification'!B163","v":"CADA16"},{"$f":"'Peak Identification'!D163","v":"S"},{"$f":"'Peak Identification'!E163","v":18},{"$f":"VLOOKUP($D165,'DER Output'!$S$17:$X$41,6,FALSE)","v":0.16032398020038169},{"$f":"IF($C165=\"S\",VLOOKUP($D165,'DER Output'!$S$18:$W$41,2,FALSE),VLOOKUP($D165,'DER Output'!$S$18:$W$41,3,FALSE))","v":0.17224423800777711},{"$f":"IF($C165=\"S\",VLOOKUP($D165,'DER Output'!$S$18:$W$41,4,FALSE),VLOOKUP($D165,'DER Output'!$S$18:$W$41,5,FALSE))","v":0.17224423800777711},{"$f":"IF($C165=\"S\",VLOOKUP($D165,'DER Output'!$S$18:$W$41,4,FALSE),VLOOKUP($D165,'DER Output'!$S$18:$W$41,5,FALSE))","v":0.17224423800777711},{"$f":"IF($C165=\"S\",VLOOKUP($D165,'DER Output'!$S$18:$W$41,4,FALSE),VLOOKUP($D165,'DER Output'!$S$18:$W$41,5,FALSE))","v":0.17224423800777711},{"$f":"IF($C165=\"S\",VLOOKUP($D165,'DER Output'!$S$18:$W$41,4,FALSE),VLOOKUP($D165,'DER Output'!$S$18:$W$41,5,FALSE))","v":0.17224423800777711},{"$f":"IFERROR(IF(OR(C165=\"S\",C165=\"D\"),VLOOKUP(B165,'Seasonal Customer Count'!$B:$I,4,FALSE),IF(C165=\"W\",VLOOKUP(B165,'Seasonal Customer Count'!$B:$P,12,FALSE),\"Check\")),0)","v":0},{"$f":"IFERROR(IF(OR(C165=\"S\",C165=\"D\"),VLOOKUP(B165,'Seasonal Customer Count'!$B:$P,5,FALSE),IF(C165=\"W\",VLOOKUP(B165,'Seasonal Customer Count'!$B:$P,13,FALSE),\"Check\")),0)","v":0},{"$f":"IFERROR(IF(OR(C165=\"S\",C165=\"D\"),VLOOKUP(B165,'Seasonal Customer Count'!$B:$P,6,FALSE),IF(C165=\"W\",VLOOKUP(B165,'Seasonal Customer Count'!$B:$P,14,FALSE),\"Check\")),0)","v":0},{"$f":"IFERROR(IF(OR(C165=\"S\",C165=\"D\"),VLOOKUP(B165,'Seasonal Customer Count'!$B:$P,7,FALSE),IF(C165=\"W\",VLOOKUP(B165,'Seasonal Customer Count'!$B:$P,15,FALSE),\"Check\")),0)","v":0},{"$f":"IFERROR(IF(OR(C165=\"S\",C165=\"D\"),VLOOKUP(B165,'Seasonal Customer Count'!$B:$P,8,FALSE),IF(C165=\"W\",VLOOKUP(B165,'Seasonal Customer Count'!$B:$P,16,FALSE),\"Check\")),0)","v":0},{"$f":"Summary!$D$8*(K165*'Average Project Size'!$F$6+L165*'Average Project Size'!$F$7+M165*'Average Project Size'!$F$8+N165*'Average Project Size'!$F$10+O165*'Average Project Size'!$F$9)/1000","v":0},{"$f":"Summary!$D$8*(K165*F165*'Average Project Size'!$F$6+L165*G165*'Average Project Size'!$F$7+M165*H165*'Average Project Size'!$F$8+N165*I165*'Average Project Size'!$F$10+O165*J165*'Average Project Size'!$F$9)/1000","v":0}]
[null,{"$f":"'Peak Identification'!B164","v":"CADA T-131"},{"$f":"'Peak Identification'!D164","v":"S"},{"$f":"'Peak Identification'!E164","v":17},{"$f":"VLOOKUP($D166,'DER Output'!$S$17:$X$41,6,FALSE)","v":0.19174838710475617},{"$f":"IF($C166=\"S\",VLOOKUP($D166,'DER Output'!$S$18:$W$41,2,FALSE),VLOOKUP($D166,'DER Output'!$S$18:$W$41,3,FALSE))","v":0.30300399777640191},{"$f":"IF($C166=\"S\",VLOOKUP($D166,'DER Output'!$S$18:$W$41,4,FALSE),VLOOKUP($D166,'DER Output'!$S$18:$W$41,5,FALSE))","v":0.30300399777640191},{"$f":"IF($C166=\"S\",VLOOKUP($D166,'DER Output'!$S$18:$W$41,4,FALSE),VLOOKUP($D166,'DER Output'!$S$18:$W$41,5,FALSE))","v":0.30300399777640191},{"$f":"IF($C166=\"S\",VLOOKUP($D166,'DER Output'!$S$18:$W$41,4,FALSE),VLOOKUP($D166,'DER Output'!$S$18:$W$41,5,FALSE))","v":0.30300399777640191},{"$f":"IF($C166=\"S\",VLOOKUP($D166,'DER Output'!$S$18:$W$41,4,FALSE),VLOOKUP($D166,'DER Output'!$S$18:$W$41,5,FALSE))","v":0.30300399777640191},{"$f":"IFERROR(IF(OR(C166=\"S\",C166=\"D\"),VLOOKUP(B166,'Seasonal Customer Count'!$B:$I,4,FALSE),IF(C166=\"W\",VLOOKUP(B166,'Seasonal Customer Count'!$B:$P,12,FALSE),\"Check\")),0)","v":1850},{"$f":"IFERROR(IF(OR(C166=\"S\",C166=\"D\"),VLOOKUP(B166,'Seasonal Customer Count'!$B:$P,5,FALSE),IF(C166=\"W\",VLOOKUP(B166,'Seasonal Customer Count'!$B:$P,13,FALSE),\"Check\")),0)","v":79},{"$f":"IFERROR(IF(OR(C166=\"S\",C166=\"D\"),VLOOKUP(B166,'Seasonal Customer Count'!$B:$P,6,FALSE),IF(C166=\"W\",VLOOKUP(B166,'Seasonal Customer Count'!$B:$P,14,FALSE),\"Check\")),0)","v":59},{"$f":"IFERROR(IF(OR(C166=\"S\",C166=\"D\"),VLOOKUP(B166,'Seasonal Customer Count'!$B:$P,7,FALSE),IF(C166=\"W\",VLOOKUP(B166,'Seasonal Customer Count'!$B:$P,15,FALSE),\"Check\")),0)","v":4},{"$f":"IFERROR(IF(OR(C166=\"S\",C166=\"D\"),VLOOKUP(B166,'Seasonal Customer Count'!$B:$P,8,FALSE),IF(C166=\"W\",VLOOKUP(B166,'Seasonal Customer Count'!$B:$P,16,FALSE),\"Check\")),0)","v":45},{"$f":"Summary!$D$8*(K166*'Average Project Size'!$F$6+L166*'Average Project Size'!$F$7+M166*'Average Project Size'!$F$8+N166*'Average Project Size'!$F$10+O166*'Average Project Size'!$F$9)/1000","v":0.12983736832872528},{"$f":"Summary!$D$8*(K166*F166*'Average Project Size'!$F$6+L166*G166*'Average Project Size'!$F$7+M166*H166*'Average Project Size'!$F$8+N166*I166*'Average Project Size'!$F$10+O166*J166*'Average Project Size'!$F$9)/1000","v":3.9341241664370946E-2}]
[null,{"$f":"'Peak Identification'!B165","v":"CARO11"},{"$f":"'Peak Identification'!D165","v":"S"},{"$f":"'Peak Identification'!E165","v":21},{"$f":"VLOOKUP($D167,'DER Output'!$S$17:$X$41,6,FALSE)","v":0},{"$f":"IF($C167=\"S\",VLOOKUP($D167,'DER Output'!$S$18:$W$41,2,FALSE),VLOOKUP($D167,'DER Output'!$S$18:$W$41,3,FALSE))","v":9.5068228432060471E-4},{"$f":"IF($C167=\"S\",VLOOKUP($D167,'DER Output'!$S$18:$W$41,4,FALSE),VLOOKUP($D167,'DER Output'!$S$18:$W$41,5,FALSE))","v":9.5068228432060471E-4},{"$f":"IF($C167=\"S\",VLOOKUP($D167,'DER Output'!$S$18:$W$41,4,FALSE),VLOOKUP($D167,'DER Output'!$S$18:$W$41,5,FALSE))","v":9.5068228432060471E-4},{"$f":"IF($C167=\"S\",VLOOKUP($D167,'DER Output'!$S$18:$W$41,4,FALSE),VLOOKUP($D167,'DER Output'!$S$18:$W$41,5,FALSE))","v":9.5068228432060471E-4},{"$f":"IF($C167=\"S\",VLOOKUP($D167,'DER Output'!$S$18:$W$41,4,FALSE),VLOOKUP($D167,'DER Output'!$S$18:$W$41,5,FALSE))","v":9.5068228432060471E-4},{"$f":"IFERROR(IF(OR(C167=\"S\",C167=\"D\"),VLOOKUP(B167,'Seasonal Customer Count'!$B:$I,4,FALSE),IF(C167=\"W\",VLOOKUP(B167,'Seasonal Customer Count'!$B:$P,12,FALSE),\"Check\")),0)","v":636},{"$f":"IFERROR(IF(OR(C167=\"S\",C167=\"D\"),VLOOKUP(B167,'Seasonal Customer Count'!$B:$P,5,FALSE),IF(C167=\"W\",VLOOKUP(B167,'Seasonal Customer Count'!$B:$P,13,FALSE),\"Check\")),0)","v":124},{"$f":"IFERROR(IF(OR(C167=\"S\",C167=\"D\"),VLOOKUP(B167,'Seasonal Customer Count'!$B:$P,6,FALSE),IF(C167=\"W\",VLOOKUP(B167,'Seasonal Customer Count'!$B:$P,14,FALSE),\"Check\")),0)","v":43},{"$f":"IFERROR(IF(OR(C167=\"S\",C167=\"D\"),VLOOKUP(B167,'Seasonal Customer Count'!$B:$P,7,FALSE),IF(C167=\"W\",VLOOKUP(B167,'Seasonal Customer Count'!$B:$P,15,FALSE),\"Check\")),0)","v":0},{"$f":"IFERROR(IF(OR(C167=\"S\",C167=\"D\"),VLOOKUP(B167,'Seasonal Customer Count'!$B:$P,8,FALSE),IF(C167=\"W\",VLOOKUP(B167,'Seasonal Customer Count'!$B:$P,16,FALSE),\"Check\")),0)","v":227},{"$f":"Summary!$D$8*(K167*'Average Project Size'!$F$6+L167*'Average Project Size'!$F$7+M167*'Average Project Size'!$F$8+N167*'Average Project Size'!$F$10+O167*'Average Project Size'!$F$9)/1000","v":0.1861481364386596},{"$f":"Summary!$D$8*(K167*F167*'Average Project Size'!$F$6+L167*G167*'Average Project Size'!$F$7+M167*H167*'Average Project Size'!$F$8+N167*I167*'Average Project Size'!$F$10+O167*J167*'Average Project Size'!$F$9)/1000","v":1.7696773557152848E-4}]
[null,{"$f":"'Peak Identification'!B166","v":"CARO12"},{"$f":"'Peak Identification'!D166","v":"W"},{"$f":"'Peak Identification'!E166","v":8},{"$f":"VLOOKUP($D168,'DER Output'!$S$17:$X$41,6,FALSE)","v":0},{"$f":"IF($C168=\"S\",VLOOKUP($D168,'DER Output'!$S$18:$W$41,2,FALSE),VLOOKUP($D168,'DER Output'!$S$18:$W$41,3,FALSE))","v":2.4357194050013426E-2},{"$f":"IF($C168=\"S\",VLOOKUP($D168,'DER Output'!$S$18:$W$41,4,FALSE),VLOOKUP($D168,'DER Output'!$S$18:$W$41,5,FALSE))","v":2.4357194050013426E-2},{"$f":"IF($C168=\"S\",VLOOKUP($D168,'DER Output'!$S$18:$W$41,4,FALSE),VLOOKUP($D168,'DER Output'!$S$18:$W$41,5,FALSE))","v":2.4357194050013426E-2},{"$f":"IF($C168=\"S\",VLOOKUP($D168,'DER Output'!$S$18:$W$41,4,FALSE),VLOOKUP($D168,'DER Output'!$S$18:$W$41,5,FALSE))","v":2.4357194050013426E-2},{"$f":"IF($C168=\"S\",VLOOKUP($D168,'DER Output'!$S$18:$W$41,4,FALSE),VLOOKUP($D168,'DER Output'!$S$18:$W$41,5,FALSE))","v":2.4357194050013426E-2},{"$f":"IFERROR(IF(OR(C168=\"S\",C168=\"D\"),VLOOKUP(B168,'Seasonal Customer Count'!$B:$I,4,FALSE),IF(C168=\"W\",VLOOKUP(B168,'Seasonal Customer Count'!$B:$P,12,FALSE),\"Check\")),0)","v":61},{"$f":"IFERROR(IF(OR(C168=\"S\",C168=\"D\"),VLOOKUP(B168,'Seasonal Customer Count'!$B:$P,5,FALSE),IF(C168=\"W\",VLOOKUP(B168,'Seasonal Customer Count'!$B:$P,13,FALSE),\"Check\")),0)","v":107},{"$f":"IFERROR(IF(OR(C168=\"S\",C168=\"D\"),VLOOKUP(B168,'Seasonal Customer Count'!$B:$P,6,FALSE),IF(C168=\"W\",VLOOKUP(B168,'Seasonal Customer Count'!$B:$P,14,FALSE),\"Check\")),0)","v":0},{"$f":"IFERROR(IF(OR(C168=\"S\",C168=\"D\"),VLOOKUP(B168,'Seasonal Customer Count'!$B:$P,7,FALSE),IF(C168=\"W\",VLOOKUP(B168,'Seasonal Customer Count'!$B:$P,15,FALSE),\"Check\")),0)","v":3},{"$f":"IFERROR(IF(OR(C168=\"S\",C168=\"D\"),VLOOKUP(B168,'Seasonal Customer Count'!$B:$P,8,FALSE),IF(C168=\"W\",VLOOKUP(B168,'Seasonal Customer Count'!$B:$P,16,FALSE),\"Check\")),0)","v":0},{"$f":"Summary!$D$8*(K168*'Average Project Size'!$F$6+L168*'Average Project Size'!$F$7+M168*'Average Project Size'!$F$8+N168*'Average Project Size'!$F$10+O168*'Average Project Size'!$F$9)/1000","v":1.9079231398177538E-2},{"$f":"Summary!$D$8*(K168*F168*'Average Project Size'!$F$6+L168*G168*'Average Project Size'!$F$7+M168*H168*'Average Project Size'!$F$8+N168*I168*'Average Project Size'!$F$10+O168*J168*'Average Project Size'!$F$9)/1000","v":4.647165414905192E-4}]
[null,{"$f":"'Peak Identification'!B167","v":"CARO13"},{"$f":"'Peak Identification'!D167","v":"S"},{"$f":"'Peak Identification'!E167","v":15},{"$f":"VLOOKUP($D169,'DER Output'!$S$17:$X$41,6,FALSE)","v":0.24675324675324678},{"$f":"IF($C169=\"S\",VLOOKUP($D169,'DER Output'!$S$18:$W$41,2,FALSE),VLOOKUP($D169,'DER Output'!$S$18:$W$41,3,FALSE))","v":0.57498529407079435},{"$f":"IF($C169=\"S\",VLOOKUP($D169,'DER Output'!$S$18:$W$41,4,FALSE),VLOOKUP($D169,'DER Output'!$S$18:$W$41,5,FALSE))","v":0.57498529407079435},{"$f":"IF($C169=\"S\",VLOOKUP($D169,'DER Output'!$S$18:$W$41,4,FALSE),VLOOKUP($D169,'DER Output'!$S$18:$W$41,5,FALSE))","v":0.57498529407079435},{"$f":"IF($C169=\"S\",VLOOKUP($D169,'DER Output'!$S$18:$W$41,4,FALSE),VLOOKUP($D169,'DER Output'!$S$18:$W$41,5,FALSE))","v":0.57498529407079435},{"$f":"IF($C169=\"S\",VLOOKUP($D169,'DER Output'!$S$18:$W$41,4,FALSE),VLOOKUP($D169,'DER Output'!$S$18:$W$41,5,FALSE))","v":0.57498529407079435},{"$f":"IFERROR(IF(OR(C169=\"S\",C169=\"D\"),VLOOKUP(B169,'Seasonal Customer Count'!$B:$I,4,FALSE),IF(C169=\"W\",VLOOKUP(B169,'Seasonal Customer Count'!$B:$P,12,FALSE),\"Check\")),0)","v":115},{"$f":"IFERROR(IF(OR(C169=\"S\",C169=\"D\"),VLOOKUP(B169,'Seasonal Customer Count'!$B:$P,5,FALSE),IF(C169=\"W\",VLOOKUP(B169,'Seasonal Customer Count'!$B:$P,13,FALSE),\"Check\")),0)","v":42},{"$f":"IFERROR(IF(OR(C169=\"S\",C169=\"D\"),VLOOKUP(B169,'Seasonal Customer Count'!$B:$P,6,FALSE),IF(C169=\"W\",VLOOKUP(B169,'Seasonal Customer Count'!$B:$P,14,FALSE),\"Check\")),0)","v":32},{"$f":"IFERROR(IF(OR(C169=\"S\",C169=\"D\"),VLOOKUP(B169,'Seasonal Customer Count'!$B:$P,7,FALSE),IF(C169=\"W\",VLOOKUP(B169,'Seasonal Customer Count'!$B:$P,15,FALSE),\"Check\")),0)","v":1},{"$f":"IFERROR(IF(OR(C169=\"S\",C169=\"D\"),VLOOKUP(B169,'Seasonal Customer Count'!$B:$P,8,FALSE),IF(C169=\"W\",VLOOKUP(B169,'Seasonal Customer Count'!$B:$P,16,FALSE),\"Check\")),0)","v":0},{"$f":"Summary!$D$8*(K169*'Average Project Size'!$F$6+L169*'Average Project Size'!$F$7+M169*'Average Project Size'!$F$8+N169*'Average Project Size'!$F$10+O169*'Average Project Size'!$F$9)/1000","v":1.6090470134858294E-2},{"$f":"Summary!$D$8*(K169*F169*'Average Project Size'!$F$6+L169*G169*'Average Project Size'!$F$7+M169*H169*'Average Project Size'!$F$8+N169*I169*'Average Project Size'!$F$10+O169*J169*'Average Project Size'!$F$9)/1000","v":9.2517837022288302E-3}]
[null,{"$f":"'Peak Identification'!B168","v":"CARO T-061"},{"$f":"'Peak Identification'!D168","v":"S"},{"$f":"'Peak Identification'!E168","v":19},{"$f":"VLOOKUP($D170,'DER Output'!$S$17:$X$41,6,FALSE)","v":0.11066797934994306},{"$f":"IF($C170=\"S\",VLOOKUP($D170,'DER Output'!$S$18:$W$41,2,FALSE),VLOOKUP($D170,'DER Output'!$S$18:$W$41,3,FALSE))","v":7.5840560103576066E-2},{"$f":"IF($C170=\"S\",VLOOKUP($D170,'DER Output'!$S$18:$W$41,4,FALSE),VLOOKUP($D170,'DER Output'!$S$18:$W$41,5,FALSE))","v":7.5840560103576066E-2},{"$f":"IF($C170=\"S\",VLOOKUP($D170,'DER Output'!$S$18:$W$41,4,FALSE),VLOOKUP($D170,'DER Output'!$S$18:$W$41,5,FALSE))","v":7.5840560103576066E-2},{"$f":"IF($C170=\"S\",VLOOKUP($D170,'DER Output'!$S$18:$W$41,4,FALSE),VLOOKUP($D170,'DER Output'!$S$18:$W$41,5,FALSE))","v":7.5840560103576066E-2},{"$f":"IF($C170=\"S\",VLOOKUP($D170,'DER Output'!$S$18:$W$41,4,FALSE),VLOOKUP($D170,'DER Output'!$S$18:$W$41,5,FALSE))","v":7.5840560103576066E-2},{"$f":"IFERROR(IF(OR(C170=\"S\",C170=\"D\"),VLOOKUP(B170,'Seasonal Customer Count'!$B:$I,4,FALSE),IF(C170=\"W\",VLOOKUP(B170,'Seasonal Customer Count'!$B:$P,12,FALSE),\"Check\")),0)","v":1351},{"$f":"IFERROR(IF(OR(C170=\"S\",C170=\"D\"),VLOOKUP(B170,'Seasonal Customer Count'!$B:$P,5,FALSE),IF(C170=\"W\",VLOOKUP(B170,'Seasonal Customer Count'!$B:$P,13,FALSE),\"Check\")),0)","v":214},{"$f":"IFERROR(IF(OR(C170=\"S\",C170=\"D\"),VLOOKUP(B170,'Seasonal Customer Count'!$B:$P,6,FALSE),IF(C170=\"W\",VLOOKUP(B170,'Seasonal Customer Count'!$B:$P,14,FALSE),\"Check\")),0)","v":162},{"$f":"IFERROR(IF(OR(C170=\"S\",C170=\"D\"),VLOOKUP(B170,'Seasonal Customer Count'!$B:$P,7,FALSE),IF(C170=\"W\",VLOOKUP(B170,'Seasonal Customer Count'!$B:$P,15,FALSE),\"Check\")),0)","v":3},{"$f":"IFERROR(IF(OR(C170=\"S\",C170=\"D\"),VLOOKUP(B170,'Seasonal Customer Count'!$B:$P,8,FALSE),IF(C170=\"W\",VLOOKUP(B170,'Seasonal Customer Count'!$B:$P,16,FALSE),\"Check\")),0)","v":263},{"$f":"Summary!$D$8*(K170*'Average Project Size'!$F$6+L170*'Average Project Size'!$F$7+M170*'Average Project Size'!$F$8+N170*'Average Project Size'!$F$10+O170*'Average Project Size'!$F$9)/1000","v":0.27333823129796242},{"$f":"Summary!$D$8*(K170*F170*'Average Project Size'!$F$6+L170*G170*'Average Project Size'!$F$7+M170*H170*'Average Project Size'!$F$8+N170*I170*'Average Project Size'!$F$10+O170*J170*'Average Project Size'!$F$9)/1000","v":2.0730124559358291E-2}]
[null,{"$f":"'Peak Identification'!B169","v":"CATR11"},{"$f":"'Peak Identification'!D169","v":"S"},{"$f":"'Peak Identification'!E169","v":9},{"$f":"VLOOKUP($D171,'DER Output'!$S$17:$X$41,6,FALSE)","v":0},{"$f":"IF($C171=\"S\",VLOOKUP($D171,'DER Output'!$S$18:$W$41,2,FALSE),VLOOKUP($D171,'DER Output'!$S$18:$W$41,3,FALSE))","v":0.33510518636371905},{"$f":"IF($C171=\"S\",VLOOKUP($D171,'DER Output'!$S$18:$W$41,4,FALSE),VLOOKUP($D171,'DER Output'!$S$18:$W$41,5,FALSE))","v":0.33510518636371905},{"$f":"IF($C171=\"S\",VLOOKUP($D171,'DER Output'!$S$18:$W$41,4,FALSE),VLOOKUP($D171,'DER Output'!$S$18:$W$41,5,FALSE))","v":0.33510518636371905},{"$f":"IF($C171=\"S\",VLOOKUP($D171,'DER Output'!$S$18:$W$41,4,FALSE),VLOOKUP($D171,'DER Output'!$S$18:$W$41,5,FALSE))","v":0.33510518636371905},{"$f":"IF($C171=\"S\",VLOOKUP($D171,'DER Output'!$S$18:$W$41,4,FALSE),VLOOKUP($D171,'DER Output'!$S$18:$W$41,5,FALSE))","v":0.33510518636371905},{"$f":"IFERROR(IF(OR(C171=\"S\",C171=\"D\"),VLOOKUP(B171,'Seasonal Customer Count'!$B:$I,4,FALSE),IF(C171=\"W\",VLOOKUP(B171,'Seasonal Customer Count'!$B:$P,12,FALSE),\"Check\")),0)","v":14},{"$f":"IFERROR(IF(OR(C171=\"S\",C171=\"D\"),VLOOKUP(B171,'Seasonal Customer Count'!$B:$P,5,FALSE),IF(C171=\"W\",VLOOKUP(B171,'Seasonal Customer Count'!$B:$P,13,FALSE),\"Check\")),0)","v":1},{"$f":"IFERROR(IF(OR(C171=\"S\",C171=\"D\"),VLOOKUP(B171,'Seasonal Customer Count'!$B:$P,6,FALSE),IF(C171=\"W\",VLOOKUP(B171,'Seasonal Customer Count'!$B:$P,14,FALSE),\"Check\")),0)","v":4},{"$f":"IFERROR(IF(OR(C171=\"S\",C171=\"D\"),VLOOKUP(B171,'Seasonal Customer Count'!$B:$P,7,FALSE),IF(C171=\"W\",VLOOKUP(B171,'Seasonal Customer Count'!$B:$P,15,FALSE),\"Check\")),0)","v":0},{"$f":"IFERROR(IF(OR(C171=\"S\",C171=\"D\"),VLOOKUP(B171,'Seasonal Customer Count'!$B:$P,8,FALSE),IF(C171=\"W\",VLOOKUP(B171,'Seasonal Customer Count'!$B:$P,16,FALSE),\"Check\")),0)","v":26},{"$f":"Summary!$D$8*(K171*'Average Project Size'!$F$6+L171*'Average Project Size'!$F$7+M171*'Average Project Size'!$F$8+N171*'Average Project Size'!$F$10+O171*'Average Project Size'!$F$9)/1000","v":1.7854490371030027E-2},{"$f":"Summary!$D$8*(K171*F171*'Average Project Size'!$F$6+L171*G171*'Average Project Size'!$F$7+M171*H171*'Average Project Size'!$F$8+N171*I171*'Average Project Size'!$F$10+O171*J171*'Average Project Size'!$F$9)/1000","v":5.9831323232132447E-3}]
[null,{"$f":"'Peak Identification'!B170","v":"CATR12"},{"$f":"'Peak Identification'!D170","v":"S"},{"$f":"'Peak Identification'!E170","v":19},{"$f":"VLOOKUP($D172,'DER Output'!$S$17:$X$41,6,FALSE)","v":0.11066797934994306},{"$f":"IF($C172=\"S\",VLOOKUP($D172,'DER Output'!$S$18:$W$41,2,FALSE),VLOOKUP($D172,'DER Output'!$S$18:$W$41,3,FALSE))","v":7.5840560103576066E-2},{"$f":"IF($C172=\"S\",VLOOKUP($D172,'DER Output'!$S$18:$W$41,4,FALSE),VLOOKUP($D172,'DER Output'!$S$18:$W$41,5,FALSE))","v":7.5840560103576066E-2},{"$f":"IF($C172=\"S\",VLOOKUP($D172,'DER Output'!$S$18:$W$41,4,FALSE),VLOOKUP($D172,'DER Output'!$S$18:$W$41,5,FALSE))","v":7.5840560103576066E-2},{"$f":"IF($C172=\"S\",VLOOKUP($D172,'DER Output'!$S$18:$W$41,4,FALSE),VLOOKUP($D172,'DER Output'!$S$18:$W$41,5,FALSE))","v":7.5840560103576066E-2},{"$f":"IF($C172=\"S\",VLOOKUP($D172,'DER Output'!$S$18:$W$41,4,FALSE),VLOOKUP($D172,'DER Output'!$S$18:$W$41,5,FALSE))","v":7.5840560103576066E-2},{"$f":"IFERROR(IF(OR(C172=\"S\",C172=\"D\"),VLOOKUP(B172,'Seasonal Customer Count'!$B:$I,4,FALSE),IF(C172=\"W\",VLOOKUP(B172,'Seasonal Customer Count'!$B:$P,12,FALSE),\"Check\")),0)","v":7},{"$f":"IFERROR(IF(OR(C172=\"S\",C172=\"D\"),VLOOKUP(B172,'Seasonal Customer Count'!$B:$P,5,FALSE),IF(C172=\"W\",VLOOKUP(B172,'Seasonal Customer Count'!$B:$P,13,FALSE),\"Check\")),0)","v":2},{"$f":"IFERROR(IF(OR(C172=\"S\",C172=\"D\"),VLOOKUP(B172,'Seasonal Customer Count'!$B:$P,6,FALSE),IF(C172=\"W\",VLOOKUP(B172,'Seasonal Customer Count'!$B:$P,14,FALSE),\"Check\")),0)","v":1},{"$f":"IFERROR(IF(OR(C172=\"S\",C172=\"D\"),VLOOKUP(B172,'Seasonal Customer Count'!$B:$P,7,FALSE),IF(C172=\"W\",VLOOKUP(B172,'Seasonal Customer Count'!$B:$P,15,FALSE),\"Check\")),0)","v":0},{"$f":"IFERROR(IF(OR(C172=\"S\",C172=\"D\"),VLOOKUP(B172,'Seasonal Customer Count'!$B:$P,8,FALSE),IF(C172=\"W\",VLOOKUP(B172,'Seasonal Customer Count'!$B:$P,16,FALSE),\"Check\")),0)","v":27},{"$f":"Summary!$D$8*(K172*'Average Project Size'!$F$6+L172*'Average Project Size'!$F$7+M172*'Average Project Size'!$F$8+N172*'Average Project Size'!$F$10+O172*'Average Project Size'!$F$9)/1000","v":1.7769686418849979E-2},{"$f":"Summary!$D$8*(K172*F172*'Average Project Size'!$F$6+L172*G172*'Average Project Size'!$F$7+M172*H172*'Average Project Size'!$F$8+N172*I172*'Average Project Size'!$F$10+O172*J172*'Average Project Size'!$F$9)/1000","v":1.3476629708704913E-3}]
[null,{"$f":"'Peak Identification'!B171","v":"CATR T-051"},{"$f":"'Peak Identification'!D171","v":"S"},{"$f":"'Peak Identification'!E171","v":12},{"$f":"VLOOKUP($D173,'DER Output'!$S$17:$X$41,6,FALSE)","v":0},{"$f":"IF($C173=\"S\",VLOOKUP($D173,'DER Output'!$S$18:$W$41,2,FALSE),VLOOKUP($D173,'DER Output'!$S$18:$W$41,3,FALSE))","v":0.68105753758026133},{"$f":"IF($C173=\"S\",VLOOKUP($D173,'DER Output'!$S$18:$W$41,4,FALSE),VLOOKUP($D173,'DER Output'!$S$18:$W$41,5,FALSE))","v":0.68105753758026133},{"$f":"IF($C173=\"S\",VLOOKUP($D173,'DER Output'!$S$18:$W$41,4,FALSE),VLOOKUP($D173,'DER Output'!$S$18:$W$41,5,FALSE))","v":0.68105753758026133},{"$f":"IF($C173=\"S\",VLOOKUP($D173,'DER Output'!$S$18:$W$41,4,FALSE),VLOOKUP($D173,'DER Output'!$S$18:$W$41,5,FALSE))","v":0.68105753758026133},{"$f":"IF($C173=\"S\",VLOOKUP($D173,'DER Output'!$S$18:$W$41,4,FALSE),VLOOKUP($D173,'DER Output'!$S$18:$W$41,5,FALSE))","v":0.68105753758026133},{"$f":"IFERROR(IF(OR(C173=\"S\",C173=\"D\"),VLOOKUP(B173,'Seasonal Customer Count'!$B:$I,4,FALSE),IF(C173=\"W\",VLOOKUP(B173,'Seasonal Customer Count'!$B:$P,12,FALSE),\"Check\")),0)","v":21},{"$f":"IFERROR(IF(OR(C173=\"S\",C173=\"D\"),VLOOKUP(B173,'Seasonal Customer Count'!$B:$P,5,FALSE),IF(C173=\"W\",VLOOKUP(B173,'Seasonal Customer Count'!$B:$P,13,FALSE),\"Check\")),0)","v":3},{"$f":"IFERROR(IF(OR(C173=\"S\",C173=\"D\"),VLOOKUP(B173,'Seasonal Customer Count'!$B:$P,6,FALSE),IF(C173=\"W\",VLOOKUP(B173,'Seasonal Customer Count'!$B:$P,14,FALSE),\"Check\")),0)","v":5},{"$f":"IFERROR(IF(OR(C173=\"S\",C173=\"D\"),VLOOKUP(B173,'Seasonal Customer Count'!$B:$P,7,FALSE),IF(C173=\"W\",VLOOKUP(B173,'Seasonal Customer Count'!$B:$P,15,FALSE),\"Check\")),0)","v":0},{"$f":"IFERROR(IF(OR(C173=\"S\",C173=\"D\"),VLOOKUP(B173,'Seasonal Customer Count'!$B:$P,8,FALSE),IF(C173=\"W\",VLOOKUP(B173,'Seasonal Customer Count'!$B:$P,16,FALSE),\"Check\")),0)","v":53},{"$f":"Summary!$D$8*(K173*'Average Project Size'!$F$6+L173*'Average Project Size'!$F$7+M173*'Average Project Size'!$F$8+N173*'Average Project Size'!$F$10+O173*'Average Project Size'!$F$9)/1000","v":3.5624176789880009E-2},{"$f":"Summary!$D$8*(K173*F173*'Average Project Size'!$F$6+L173*G173*'Average Project Size'!$F$7+M173*H173*'Average Project Size'!$F$8+N173*I173*'Average Project Size'!$F$10+O173*J173*'Average Project Size'!$F$9)/1000","v":2.4262114122839577E-2}]
[null,{"$f":"'Peak Identification'!B172","v":"CDAL11"},{"$f":"'Peak Identification'!D172","v":"S"},{"$f":"'Peak Identification'!E172","v":17},{"$f":"VLOOKUP($D174,'DER Output'!$S$17:$X$41,6,FALSE)","v":0.19174838710475617},{"$f":"IF($C174=\"S\",VLOOKUP($D174,'DER Output'!$S$18:$W$41,2,FALSE),VLOOKUP($D174,'DER Output'!$S$18:$W$41,3,FALSE))","v":0.30300399777640191},{"$f":"IF($C174=\"S\",VLOOKUP($D174,'DER Output'!$S$18:$W$41,4,FALSE),VLOOKUP($D174,'DER Output'!$S$18:$W$41,5,FALSE))","v":0.30300399777640191},{"$f":"IF($C174=\"S\",VLOOKUP($D174,'DER Output'!$S$18:$W$41,4,FALSE),VLOOKUP($D174,'DER Output'!$S$18:$W$41,5,FALSE))","v":0.30300399777640191},{"$f":"IF($C174=\"S\",VLOOKUP($D174,'DER Output'!$S$18:$W$41,4,FALSE),VLOOKUP($D174,'DER Output'!$S$18:$W$41,5,FALSE))","v":0.30300399777640191},{"$f":"IF($C174=\"S\",VLOOKUP($D174,'DER Output'!$S$18:$W$41,4,FALSE),VLOOKUP($D174,'DER Output'!$S$18:$W$41,5,FALSE))","v":0.30300399777640191},{"$f":"IFERROR(IF(OR(C174=\"S\",C174=\"D\"),VLOOKUP(B174,'Seasonal Customer Count'!$B:$I,4,FALSE),IF(C174=\"W\",VLOOKUP(B174,'Seasonal Customer Count'!$B:$P,12,FALSE),\"Check\")),0)","v":992},{"$f":"IFERROR(IF(OR(C174=\"S\",C174=\"D\"),VLOOKUP(B174,'Seasonal Customer Count'!$B:$P,5,FALSE),IF(C174=\"W\",VLOOKUP(B174,'Seasonal Customer Count'!$B:$P,13,FALSE),\"Check\")),0)","v":32},{"$f":"IFERROR(IF(OR(C174=\"S\",C174=\"D\"),VLOOKUP(B174,'Seasonal Customer Count'!$B:$P,6,FALSE),IF(C174=\"W\",VLOOKUP(B174,'Seasonal Customer Count'!$B:$P,14,FALSE),\"Check\")),0)","v":103},{"$f":"IFERROR(IF(OR(C174=\"S\",C174=\"D\"),VLOOKUP(B174,'Seasonal Customer Count'!$B:$P,7,FALSE),IF(C174=\"W\",VLOOKUP(B174,'Seasonal Customer Count'!$B:$P,15,FALSE),\"Check\")),0)","v":2},{"$f":"IFERROR(IF(OR(C174=\"S\",C174=\"D\"),VLOOKUP(B174,'Seasonal Customer Count'!$B:$P,8,FALSE),IF(C174=\"W\",VLOOKUP(B174,'Seasonal Customer Count'!$B:$P,16,FALSE),\"Check\")),0)","v":0},{"$f":"Summary!$D$8*(K174*'Average Project Size'!$F$6+L174*'Average Project Size'!$F$7+M174*'Average Project Size'!$F$8+N174*'Average Project Size'!$F$10+O174*'Average Project Size'!$F$9)/1000","v":6.5361733126609589E-2},{"$f":"Summary!$D$8*(K174*F174*'Average Project Size'!$F$6+L174*G174*'Average Project Size'!$F$7+M174*H174*'Average Project Size'!$F$8+N174*I174*'Average Project Size'!$F$10+O174*J174*'Average Project Size'!$F$9)/1000","v":1.9804866438956993E-2}]
[null,{"$f":"'Peak Identification'!B173","v":"CDAL12"},{"$f":"'Peak Identification'!D173","v":"S"},{"$f":"'Peak Identification'!E173","v":14},{"$f":"VLOOKUP($D175,'DER Output'!$S$17:$X$41,6,FALSE)","v":0.26694349499860076},{"$f":"IF($C175=\"S\",VLOOKUP($D175,'DER Output'!$S$18:$W$41,2,FALSE),VLOOKUP($D175,'DER Output'!$S$18:$W$41,3,FALSE))","v":0.65426593965075153},{"$f":"IF($C175=\"S\",VLOOKUP($D175,'DER Output'!$S$18:$W$41,4,FALSE),VLOOKUP($D175,'DER Output'!$S$18:$W$41,5,FALSE))","v":0.65426593965075153},{"$f":"IF($C175=\"S\",VLOOKUP($D175,'DER Output'!$S$18:$W$41,4,FALSE),VLOOKUP($D175,'DER Output'!$S$18:$W$41,5,FALSE))","v":0.65426593965075153},{"$f":"IF($C175=\"S\",VLOOKUP($D175,'DER Output'!$S$18:$W$41,4,FALSE),VLOOKUP($D175,'DER Output'!$S$18:$W$41,5,FALSE))","v":0.65426593965075153},{"$f":"IF($C175=\"S\",VLOOKUP($D175,'DER Output'!$S$18:$W$41,4,FALSE),VLOOKUP($D175,'DER Output'!$S$18:$W$41,5,FALSE))","v":0.65426593965075153},{"$f":"IFERROR(IF(OR(C175=\"S\",C175=\"D\"),VLOOKUP(B175,'Seasonal Customer Count'!$B:$I,4,FALSE),IF(C175=\"W\",VLOOKUP(B175,'Seasonal Customer Count'!$B:$P,12,FALSE),\"Check\")),0)","v":698},{"$f":"IFERROR(IF(OR(C175=\"S\",C175=\"D\"),VLOOKUP(B175,'Seasonal Customer Count'!$B:$P,5,FALSE),IF(C175=\"W\",VLOOKUP(B175,'Seasonal Customer Count'!$B:$P,13,FALSE),\"Check\")),0)","v":25},{"$f":"IFERROR(IF(OR(C175=\"S\",C175=\"D\"),VLOOKUP(B175,'Seasonal Customer Count'!$B:$P,6,FALSE),IF(C175=\"W\",VLOOKUP(B175,'Seasonal Customer Count'!$B:$P,14,FALSE),\"Check\")),0)","v":92},{"$f":"IFERROR(IF(OR(C175=\"S\",C175=\"D\"),VLOOKUP(B175,'Seasonal Customer Count'!$B:$P,7,FALSE),IF(C175=\"W\",VLOOKUP(B175,'Seasonal Customer Count'!$B:$P,15,FALSE),\"Check\")),0)","v":1},{"$f":"IFERROR(IF(OR(C175=\"S\",C175=\"D\"),VLOOKUP(B175,'Seasonal Customer Count'!$B:$P,8,FALSE),IF(C175=\"W\",VLOOKUP(B175,'Seasonal Customer Count'!$B:$P,16,FALSE),\"Check\")),0)","v":0},{"$f":"Summary!$D$8*(K175*'Average Project Size'!$F$6+L175*'Average Project Size'!$F$7+M175*'Average Project Size'!$F$8+N175*'Average Project Size'!$F$10+O175*'Average Project Size'!$F$9)/1000","v":4.8335255644098366E-2},{"$f":"Summary!$D$8*(K175*F175*'Average Project Size'!$F$6+L175*G175*'Average Project Size'!$F$7+M175*H175*'Average Project Size'!$F$8+N175*I175*'Average Project Size'!$F$10+O175*J175*'Average Project Size'!$F$9)/1000","v":3.1624111452245307E-2}]
[null,{"$f":"'Peak Identification'!B174","v":"CDAL13"},{"$f":"'Peak Identification'!D174","v":"S"},{"$f":"'Peak Identification'!E174","v":18},{"$f":"VLOOKUP($D176,'DER Output'!$S$17:$X$41,6,FALSE)","v":0.16032398020038169},{"$f":"IF($C176=\"S\",VLOOKUP($D176,'DER Output'!$S$18:$W$41,2,FALSE),VLOOKUP($D176,'DER Output'!$S$18:$W$41,3,FALSE))","v":0.17224423800777711},{"$f":"IF($C176=\"S\",VLOOKUP($D176,'DER Output'!$S$18:$W$41,4,FALSE),VLOOKUP($D176,'DER Output'!$S$18:$W$41,5,FALSE))","v":0.17224423800777711},{"$f":"IF($C176=\"S\",VLOOKUP($D176,'DER Output'!$S$18:$W$41,4,FALSE),VLOOKUP($D176,'DER Output'!$S$18:$W$41,5,FALSE))","v":0.17224423800777711},{"$f":"IF($C176=\"S\",VLOOKUP($D176,'DER Output'!$S$18:$W$41,4,FALSE),VLOOKUP($D176,'DER Output'!$S$18:$W$41,5,FALSE))","v":0.17224423800777711},{"$f":"IF($C176=\"S\",VLOOKUP($D176,'DER Output'!$S$18:$W$41,4,FALSE),VLOOKUP($D176,'DER Output'!$S$18:$W$41,5,FALSE))","v":0.17224423800777711},{"$f":"IFERROR(IF(OR(C176=\"S\",C176=\"D\"),VLOOKUP(B176,'Seasonal Customer Count'!$B:$I,4,FALSE),IF(C176=\"W\",VLOOKUP(B176,'Seasonal Customer Count'!$B:$P,12,FALSE),\"Check\")),0)","v":1587},{"$f":"IFERROR(IF(OR(C176=\"S\",C176=\"D\"),VLOOKUP(B176,'Seasonal Customer Count'!$B:$P,5,FALSE),IF(C176=\"W\",VLOOKUP(B176,'Seasonal Customer Count'!$B:$P,13,FALSE),\"Check\")),0)","v":19},{"$f":"IFERROR(IF(OR(C176=\"S\",C176=\"D\"),VLOOKUP(B176,'Seasonal Customer Count'!$B:$P,6,FALSE),IF(C176=\"W\",VLOOKUP(B176,'Seasonal Customer Count'!$B:$P,14,FALSE),\"Check\")),0)","v":50},{"$f":"IFERROR(IF(OR(C176=\"S\",C176=\"D\"),VLOOKUP(B176,'Seasonal Customer Count'!$B:$P,7,FALSE),IF(C176=\"W\",VLOOKUP(B176,'Seasonal Customer Count'!$B:$P,15,FALSE),\"Check\")),0)","v":0},{"$f":"IFERROR(IF(OR(C176=\"S\",C176=\"D\"),VLOOKUP(B176,'Seasonal Customer Count'!$B:$P,8,FALSE),IF(C176=\"W\",VLOOKUP(B176,'Seasonal Customer Count'!$B:$P,16,FALSE),\"Check\")),0)","v":1},{"$f":"Summary!$D$8*(K176*'Average Project Size'!$F$6+L176*'Average Project Size'!$F$7+M176*'Average Project Size'!$F$8+N176*'Average Project Size'!$F$10+O176*'Average Project Size'!$F$9)/1000","v":7.3707842503054288E-2},{"$f":"Summary!$D$8*(K176*F176*'Average Project Size'!$F$6+L176*G176*'Average Project Size'!$F$7+M176*H176*'Average Project Size'!$F$8+N176*I176*'Average Project Size'!$F$10+O176*J176*'Average Project Size'!$F$9)/1000","v":1.2695751167135833E-2}]
[null,{"$f":"'Peak Identification'!B175","v":"CDAL14"},{"$f":"'Peak Identification'!D175","v":"S"},{"$f":"'Peak Identification'!E175","v":15},{"$f":"VLOOKUP($D177,'DER Output'!$S$17:$X$41,6,FALSE)","v":0.24675324675324678},{"$f":"IF($C177=\"S\",VLOOKUP($D177,'DER Output'!$S$18:$W$41,2,FALSE),VLOOKUP($D177,'DER Output'!$S$18:$W$41,3,FALSE))","v":0.57498529407079435},{"$f":"IF($C177=\"S\",VLOOKUP($D177,'DER Output'!$S$18:$W$41,4,FALSE),VLOOKUP($D177,'DER Output'!$S$18:$W$41,5,FALSE))","v":0.57498529407079435},{"$f":"IF($C177=\"S\",VLOOKUP($D177,'DER Output'!$S$18:$W$41,4,FALSE),VLOOKUP($D177,'DER Output'!$S$18:$W$41,5,FALSE))","v":0.57498529407079435},{"$f":"IF($C177=\"S\",VLOOKUP($D177,'DER Output'!$S$18:$W$41,4,FALSE),VLOOKUP($D177,'DER Output'!$S$18:$W$41,5,FALSE))","v":0.57498529407079435},{"$f":"IF($C177=\"S\",VLOOKUP($D177,'DER Output'!$S$18:$W$41,4,FALSE),VLOOKUP($D177,'DER Output'!$S$18:$W$41,5,FALSE))","v":0.57498529407079435},{"$f":"IFERROR(IF(OR(C177=\"S\",C177=\"D\"),VLOOKUP(B177,'Seasonal Customer Count'!$B:$I,4,FALSE),IF(C177=\"W\",VLOOKUP(B177,'Seasonal Customer Count'!$B:$P,12,FALSE),\"Check\")),0)","v":0},{"$f":"IFERROR(IF(OR(C177=\"S\",C177=\"D\"),VLOOKUP(B177,'Seasonal Customer Count'!$B:$P,5,FALSE),IF(C177=\"W\",VLOOKUP(B177,'Seasonal Customer Count'!$B:$P,13,FALSE),\"Check\")),0)","v":40},{"$f":"IFERROR(IF(OR(C177=\"S\",C177=\"D\"),VLOOKUP(B177,'Seasonal Customer Count'!$B:$P,6,FALSE),IF(C177=\"W\",VLOOKUP(B177,'Seasonal Customer Count'!$B:$P,14,FALSE),\"Check\")),0)","v":90},{"$f":"IFERROR(IF(OR(C177=\"S\",C177=\"D\"),VLOOKUP(B177,'Seasonal Customer Count'!$B:$P,7,FALSE),IF(C177=\"W\",VLOOKUP(B177,'Seasonal Customer Count'!$B:$P,15,FALSE),\"Check\")),0)","v":2},{"$f":"IFERROR(IF(OR(C177=\"S\",C177=\"D\"),VLOOKUP(B177,'Seasonal Customer Count'!$B:$P,8,FALSE),IF(C177=\"W\",VLOOKUP(B177,'Seasonal Customer Count'!$B:$P,16,FALSE),\"Check\")),0)","v":1},{"$f":"Summary!$D$8*(K177*'Average Project Size'!$F$6+L177*'Average Project Size'!$F$7+M177*'Average Project Size'!$F$8+N177*'Average Project Size'!$F$10+O177*'Average Project Size'!$F$9)/1000","v":2.4919360986671545E-2},{"$f":"Summary!$D$8*(K177*F177*'Average Project Size'!$F$6+L177*G177*'Average Project Size'!$F$7+M177*H177*'Average Project Size'!$F$8+N177*I177*'Average Project Size'!$F$10+O177*J177*'Average Project Size'!$F$9)/1000","v":1.432826610497762E-2}]
[null,{"$f":"'Peak Identification'!B176","v":"CDAL15"},{"$f":"'Peak Identification'!D176","v":"S"},{"$f":"'Peak Identification'!E176","v":16},{"$f":"VLOOKUP($D178,'DER Output'!$S$17:$X$41,6,FALSE)","v":0.22644022312513051},{"$f":"IF($C178=\"S\",VLOOKUP($D178,'DER Output'!$S$18:$W$41,2,FALSE),VLOOKUP($D178,'DER Output'!$S$18:$W$41,3,FALSE))","v":0.44781407722569133},{"$f":"IF($C178=\"S\",VLOOKUP($D178,'DER Output'!$S$18:$W$41,4,FALSE),VLOOKUP($D178,'DER Output'!$S$18:$W$41,5,FALSE))","v":0.44781407722569133},{"$f":"IF($C178=\"S\",VLOOKUP($D178,'DER Output'!$S$18:$W$41,4,FALSE),VLOOKUP($D178,'DER Output'!$S$18:$W$41,5,FALSE))","v":0.44781407722569133},{"$f":"IF($C178=\"S\",VLOOKUP($D178,'DER Output'!$S$18:$W$41,4,FALSE),VLOOKUP($D178,'DER Output'!$S$18:$W$41,5,FALSE))","v":0.44781407722569133},{"$f":"IF($C178=\"S\",VLOOKUP($D178,'DER Output'!$S$18:$W$41,4,FALSE),VLOOKUP($D178,'DER Output'!$S$18:$W$41,5,FALSE))","v":0.44781407722569133},{"$f":"IFERROR(IF(OR(C178=\"S\",C178=\"D\"),VLOOKUP(B178,'Seasonal Customer Count'!$B:$I,4,FALSE),IF(C178=\"W\",VLOOKUP(B178,'Seasonal Customer Count'!$B:$P,12,FALSE),\"Check\")),0)","v":967},{"$f":"IFERROR(IF(OR(C178=\"S\",C178=\"D\"),VLOOKUP(B178,'Seasonal Customer Count'!$B:$P,5,FALSE),IF(C178=\"W\",VLOOKUP(B178,'Seasonal Customer Count'!$B:$P,13,FALSE),\"Check\")),0)","v":30},{"$f":"IFERROR(IF(OR(C178=\"S\",C178=\"D\"),VLOOKUP(B178,'Seasonal Customer Count'!$B:$P,6,FALSE),IF(C178=\"W\",VLOOKUP(B178,'Seasonal Customer Count'!$B:$P,14,FALSE),\"Check\")),0)","v":63},{"$f":"IFERROR(IF(OR(C178=\"S\",C178=\"D\"),VLOOKUP(B178,'Seasonal Customer Count'!$B:$P,7,FALSE),IF(C178=\"W\",VLOOKUP(B178,'Seasonal Customer Count'!$B:$P,15,FALSE),\"Check\")),0)","v":0},{"$f":"IFERROR(IF(OR(C178=\"S\",C178=\"D\"),VLOOKUP(B178,'Seasonal Customer Count'!$B:$P,8,FALSE),IF(C178=\"W\",VLOOKUP(B178,'Seasonal Customer Count'!$B:$P,16,FALSE),\"Check\")),0)","v":0},{"$f":"Summary!$D$8*(K178*'Average Project Size'!$F$6+L178*'Average Project Size'!$F$7+M178*'Average Project Size'!$F$8+N178*'Average Project Size'!$F$10+O178*'Average Project Size'!$F$9)/1000","v":5.1471027232930608E-2},{"$f":"Summary!$D$8*(K178*F178*'Average Project Size'!$F$6+L178*G178*'Average Project Size'!$F$7+M178*H178*'Average Project Size'!$F$8+N178*I178*'Average Project Size'!$F$10+O178*J178*'Average Project Size'!$F$9)/1000","v":2.3049450564173249E-2}]
[null,{"$f":"'Peak Identification'!B177","v":"CDAL16"},{"$f":"'Peak Identification'!D177","v":"S"},{"$f":"'Peak Identification'!E177","v":15},{"$f":"VLOOKUP($D179,'DER Output'!$S$17:$X$41,6,FALSE)","v":0.24675324675324678},{"$f":"IF($C179=\"S\",VLOOKUP($D179,'DER Output'!$S$18:$W$41,2,FALSE),VLOOKUP($D179,'DER Output'!$S$18:$W$41,3,FALSE))","v":0.57498529407079435},{"$f":"IF($C179=\"S\",VLOOKUP($D179,'DER Output'!$S$18:$W$41,4,FALSE),VLOOKUP($D179,'DER Output'!$S$18:$W$41,5,FALSE))","v":0.57498529407079435},{"$f":"IF($C179=\"S\",VLOOKUP($D179,'DER Output'!$S$18:$W$41,4,FALSE),VLOOKUP($D179,'DER Output'!$S$18:$W$41,5,FALSE))","v":0.57498529407079435},{"$f":"IF($C179=\"S\",VLOOKUP($D179,'DER Output'!$S$18:$W$41,4,FALSE),VLOOKUP($D179,'DER Output'!$S$18:$W$41,5,FALSE))","v":0.57498529407079435},{"$f":"IF($C179=\"S\",VLOOKUP($D179,'DER Output'!$S$18:$W$41,4,FALSE),VLOOKUP($D179,'DER Output'!$S$18:$W$41,5,FALSE))","v":0.57498529407079435},{"$f":"IFERROR(IF(OR(C179=\"S\",C179=\"D\"),VLOOKUP(B179,'Seasonal Customer Count'!$B:$I,4,FALSE),IF(C179=\"W\",VLOOKUP(B179,'Seasonal Customer Count'!$B:$P,12,FALSE),\"Check\")),0)","v":207},{"$f":"IFERROR(IF(OR(C179=\"S\",C179=\"D\"),VLOOKUP(B179,'Seasonal Customer Count'!$B:$P,5,FALSE),IF(C179=\"W\",VLOOKUP(B179,'Seasonal Customer Count'!$B:$P,13,FALSE),\"Check\")),0)","v":30},{"$f":"IFERROR(IF(OR(C179=\"S\",C179=\"D\"),VLOOKUP(B179,'Seasonal Customer Count'!$B:$P,6,FALSE),IF(C179=\"W\",VLOOKUP(B179,'Seasonal Customer Count'!$B:$P,14,FALSE),\"Check\")),0)","v":63},{"$f":"IFERROR(IF(OR(C179=\"S\",C179=\"D\"),VLOOKUP(B179,'Seasonal Customer Count'!$B:$P,7,FALSE),IF(C179=\"W\",VLOOKUP(B179,'Seasonal Customer Count'!$B:$P,15,FALSE),\"Check\")),0)","v":3},{"$f":"IFERROR(IF(OR(C179=\"S\",C179=\"D\"),VLOOKUP(B179,'Seasonal Customer Count'!$B:$P,8,FALSE),IF(C179=\"W\",VLOOKUP(B179,'Seasonal Customer Count'!$B:$P,16,FALSE),\"Check\")),0)","v":0},{"$f":"Summary!$D$8*(K179*'Average Project Size'!$F$6+L179*'Average Project Size'!$F$7+M179*'Average Project Size'!$F$8+N179*'Average Project Size'!$F$10+O179*'Average Project Size'!$F$9)/1000","v":3.0069551433154658E-2},{"$f":"Summary!$D$8*(K179*F179*'Average Project Size'!$F$6+L179*G179*'Average Project Size'!$F$7+M179*H179*'Average Project Size'!$F$8+N179*I179*'Average Project Size'!$F$10+O179*J179*'Average Project Size'!$F$9)/1000","v":1.7289549873369305E-2}]
[null,{"$f":"'Peak Identification'!B178","v":"CDAL17"},{"$f":"'Peak Identification'!D178","v":"S"},{"$f":"'Peak Identification'!E178","v":16},{"$f":"VLOOKUP($D180,'DER Output'!$S$17:$X$41,6,FALSE)","v":0.22644022312513051},{"$f":"IF($C180=\"S\",VLOOKUP($D180,'DER Output'!$S$18:$W$41,2,FALSE),VLOOKUP($D180,'DER Output'!$S$18:$W$41,3,FALSE))","v":0.44781407722569133},{"$f":"IF($C180=\"S\",VLOOKUP($D180,'DER Output'!$S$18:$W$41,4,FALSE),VLOOKUP($D180,'DER Output'!$S$18:$W$41,5,FALSE))","v":0.44781407722569133},{"$f":"IF($C180=\"S\",VLOOKUP($D180,'DER Output'!$S$18:$W$41,4,FALSE),VLOOKUP($D180,'DER Output'!$S$18:$W$41,5,FALSE))","v":0.44781407722569133},{"$f":"IF($C180=\"S\",VLOOKUP($D180,'DER Output'!$S$18:$W$41,4,FALSE),VLOOKUP($D180,'DER Output'!$S$18:$W$41,5,FALSE))","v":0.44781407722569133},{"$f":"IF($C180=\"S\",VLOOKUP($D180,'DER Output'!$S$18:$W$41,4,FALSE),VLOOKUP($D180,'DER Output'!$S$18:$W$41,5,FALSE))","v":0.44781407722569133},{"$f":"IFERROR(IF(OR(C180=\"S\",C180=\"D\"),VLOOKUP(B180,'Seasonal Customer Count'!$B:$I,4,FALSE),IF(C180=\"W\",VLOOKUP(B180,'Seasonal Customer Count'!$B:$P,12,FALSE),\"Check\")),0)","v":1022},{"$f":"IFERROR(IF(OR(C180=\"S\",C180=\"D\"),VLOOKUP(B180,'Seasonal Customer Count'!$B:$P,5,FALSE),IF(C180=\"W\",VLOOKUP(B180,'Seasonal Customer Count'!$B:$P,13,FALSE),\"Check\")),0)","v":50},{"$f":"IFERROR(IF(OR(C180=\"S\",C180=\"D\"),VLOOKUP(B180,'Seasonal Customer Count'!$B:$P,6,FALSE),IF(C180=\"W\",VLOOKUP(B180,'Seasonal Customer Count'!$B:$P,14,FALSE),\"Check\")),0)","v":80},{"$f":"IFERROR(IF(OR(C180=\"S\",C180=\"D\"),VLOOKUP(B180,'Seasonal Customer Count'!$B:$P,7,FALSE),IF(C180=\"W\",VLOOKUP(B180,'Seasonal Customer Count'!$B:$P,15,FALSE),\"Check\")),0)","v":0},{"$f":"IFERROR(IF(OR(C180=\"S\",C180=\"D\"),VLOOKUP(B180,'Seasonal Customer Count'!$B:$P,8,FALSE),IF(C180=\"W\",VLOOKUP(B180,'Seasonal Customer Count'!$B:$P,16,FALSE),\"Check\")),0)","v":0},{"$f":"Summary!$D$8*(K180*'Average Project Size'!$F$6+L180*'Average Project Size'!$F$7+M180*'Average Project Size'!$F$8+N180*'Average Project Size'!$F$10+O180*'Average Project Size'!$F$9)/1000","v":5.8047774176878807E-2},{"$f":"Summary!$D$8*(K180*F180*'Average Project Size'!$F$6+L180*G180*'Average Project Size'!$F$7+M180*H180*'Average Project Size'!$F$8+N180*I180*'Average Project Size'!$F$10+O180*J180*'Average Project Size'!$F$9)/1000","v":2.5994610428024294E-2}]
[null,{"$f":"'Peak Identification'!B179","v":"CDAL18"},{"$f":"'Peak Identification'!D179","v":"S"},{"$f":"'Peak Identification'!E179","v":17},{"$f":"VLOOKUP($D181,'DER Output'!$S$17:$X$41,6,FALSE)","v":0.19174838710475617},{"$f":"IF($C181=\"S\",VLOOKUP($D181,'DER Output'!$S$18:$W$41,2,FALSE),VLOOKUP($D181,'DER Output'!$S$18:$W$41,3,FALSE))","v":0.30300399777640191},{"$f":"IF($C181=\"S\",VLOOKUP($D181,'DER Output'!$S$18:$W$41,4,FALSE),VLOOKUP($D181,'DER Output'!$S$18:$W$41,5,FALSE))","v":0.30300399777640191},{"$f":"IF($C181=\"S\",VLOOKUP($D181,'DER Output'!$S$18:$W$41,4,FALSE),VLOOKUP($D181,'DER Output'!$S$18:$W$41,5,FALSE))","v":0.30300399777640191},{"$f":"IF($C181=\"S\",VLOOKUP($D181,'DER Output'!$S$18:$W$41,4,FALSE),VLOOKUP($D181,'DER Output'!$S$18:$W$41,5,FALSE))","v":0.30300399777640191},{"$f":"IF($C181=\"S\",VLOOKUP($D181,'DER Output'!$S$18:$W$41,4,FALSE),VLOOKUP($D181,'DER Output'!$S$18:$W$41,5,FALSE))","v":0.30300399777640191},{"$f":"IFERROR(IF(OR(C181=\"S\",C181=\"D\"),VLOOKUP(B181,'Seasonal Customer Count'!$B:$I,4,FALSE),IF(C181=\"W\",VLOOKUP(B181,'Seasonal Customer Count'!$B:$P,12,FALSE),\"Check\")),0)","v":1637},{"$f":"IFERROR(IF(OR(C181=\"S\",C181=\"D\"),VLOOKUP(B181,'Seasonal Customer Count'!$B:$P,5,FALSE),IF(C181=\"W\",VLOOKUP(B181,'Seasonal Customer Count'!$B:$P,13,FALSE),\"Check\")),0)","v":18},{"$f":"IFERROR(IF(OR(C181=\"S\",C181=\"D\"),VLOOKUP(B181,'Seasonal Customer Count'!$B:$P,6,FALSE),IF(C181=\"W\",VLOOKUP(B181,'Seasonal Customer Count'!$B:$P,14,FALSE),\"Check\")),0)","v":17},{"$f":"IFERROR(IF(OR(C181=\"S\",C181=\"D\"),VLOOKUP(B181,'Seasonal Customer Count'!$B:$P,7,FALSE),IF(C181=\"W\",VLOOKUP(B181,'Seasonal Customer Count'!$B:$P,15,FALSE),\"Check\")),0)","v":0},{"$f":"IFERROR(IF(OR(C181=\"S\",C181=\"D\"),VLOOKUP(B181,'Seasonal Customer Count'!$B:$P,8,FALSE),IF(C181=\"W\",VLOOKUP(B181,'Seasonal Customer Count'!$B:$P,16,FALSE),\"Check\")),0)","v":0},{"$f":"Summary!$D$8*(K181*'Average Project Size'!$F$6+L181*'Average Project Size'!$F$7+M181*'Average Project Size'!$F$8+N181*'Average Project Size'!$F$10+O181*'Average Project Size'!$F$9)/1000","v":6.9310408637604695E-2},{"$f":"Summary!$D$8*(K181*F181*'Average Project Size'!$F$6+L181*G181*'Average Project Size'!$F$7+M181*H181*'Average Project Size'!$F$8+N181*I181*'Average Project Size'!$F$10+O181*J181*'Average Project Size'!$F$9)/1000","v":2.1001330904710281E-2}]
[null,{"$f":"'Peak Identification'!B180","v":"CDAL19"},{"$f":"'Peak Identification'!D180","v":"S"},{"$f":"'Peak Identification'!E180","v":16},{"$f":"VLOOKUP($D182,'DER Output'!$S$17:$X$41,6,FALSE)","v":0.22644022312513051},{"$f":"IF($C182=\"S\",VLOOKUP($D182,'DER Output'!$S$18:$W$41,2,FALSE),VLOOKUP($D182,'DER Output'!$S$18:$W$41,3,FALSE))","v":0.44781407722569133},{"$f":"IF($C182=\"S\",VLOOKUP($D182,'DER Output'!$S$18:$W$41,4,FALSE),VLOOKUP($D182,'DER Output'!$S$18:$W$41,5,FALSE))","v":0.44781407722569133},{"$f":"IF($C182=\"S\",VLOOKUP($D182,'DER Output'!$S$18:$W$41,4,FALSE),VLOOKUP($D182,'DER Output'!$S$18:$W$41,5,FALSE))","v":0.44781407722569133},{"$f":"IF($C182=\"S\",VLOOKUP($D182,'DER Output'!$S$18:$W$41,4,FALSE),VLOOKUP($D182,'DER Output'!$S$18:$W$41,5,FALSE))","v":0.44781407722569133},{"$f":"IF($C182=\"S\",VLOOKUP($D182,'DER Output'!$S$18:$W$41,4,FALSE),VLOOKUP($D182,'DER Output'!$S$18:$W$41,5,FALSE))","v":0.44781407722569133},{"$f":"IFERROR(IF(OR(C182=\"S\",C182=\"D\"),VLOOKUP(B182,'Seasonal Customer Count'!$B:$I,4,FALSE),IF(C182=\"W\",VLOOKUP(B182,'Seasonal Customer Count'!$B:$P,12,FALSE),\"Check\")),0)","v":132},{"$f":"IFERROR(IF(OR(C182=\"S\",C182=\"D\"),VLOOKUP(B182,'Seasonal Customer Count'!$B:$P,5,FALSE),IF(C182=\"W\",VLOOKUP(B182,'Seasonal Customer Count'!$B:$P,13,FALSE),\"Check\")),0)","v":9},{"$f":"IFERROR(IF(OR(C182=\"S\",C182=\"D\"),VLOOKUP(B182,'Seasonal Customer Count'!$B:$P,6,FALSE),IF(C182=\"W\",VLOOKUP(B182,'Seasonal Customer Count'!$B:$P,14,FALSE),\"Check\")),0)","v":36},{"$f":"IFERROR(IF(OR(C182=\"S\",C182=\"D\"),VLOOKUP(B182,'Seasonal Customer Count'!$B:$P,7,FALSE),IF(C182=\"W\",VLOOKUP(B182,'Seasonal Customer Count'!$B:$P,15,FALSE),\"Check\")),0)","v":2},{"$f":"IFERROR(IF(OR(C182=\"S\",C182=\"D\"),VLOOKUP(B182,'Seasonal Customer Count'!$B:$P,8,FALSE),IF(C182=\"W\",VLOOKUP(B182,'Seasonal Customer Count'!$B:$P,16,FALSE),\"Check\")),0)","v":0},{"$f":"Summary!$D$8*(K182*'Average Project Size'!$F$6+L182*'Average Project Size'!$F$7+M182*'Average Project Size'!$F$8+N182*'Average Project Size'!$F$10+O182*'Average Project Size'!$F$9)/1000","v":1.7969172625445885E-2},{"$f":"Summary!$D$8*(K182*F182*'Average Project Size'!$F$6+L182*G182*'Average Project Size'!$F$7+M182*H182*'Average Project Size'!$F$8+N182*I182*'Average Project Size'!$F$10+O182*J182*'Average Project Size'!$F$9)/1000","v":8.0468484577732036E-3}]
[null,{"$f":"'Peak Identification'!B181","v":"CDAL T-132"},{"$f":"'Peak Identification'!D181","v":"S"},{"$f":"'Peak Identification'!E181","v":15},{"$f":"VLOOKUP($D183,'DER Output'!$S$17:$X$41,6,FALSE)","v":0.24675324675324678},{"$f":"IF($C183=\"S\",VLOOKUP($D183,'DER Output'!$S$18:$W$41,2,FALSE),VLOOKUP($D183,'DER Output'!$S$18:$W$41,3,FALSE))","v":0.57498529407079435},{"$f":"IF($C183=\"S\",VLOOKUP($D183,'DER Output'!$S$18:$W$41,4,FALSE),VLOOKUP($D183,'DER Output'!$S$18:$W$41,5,FALSE))","v":0.57498529407079435},{"$f":"IF($C183=\"S\",VLOOKUP($D183,'DER Output'!$S$18:$W$41,4,FALSE),VLOOKUP($D183,'DER Output'!$S$18:$W$41,5,FALSE))","v":0.57498529407079435},{"$f":"IF($C183=\"S\",VLOOKUP($D183,'DER Output'!$S$18:$W$41,4,FALSE),VLOOKUP($D183,'DER Output'!$S$18:$W$41,5,FALSE))","v":0.57498529407079435},{"$f":"IF($C183=\"S\",VLOOKUP($D183,'DER Output'!$S$18:$W$41,4,FALSE),VLOOKUP($D183,'DER Output'!$S$18:$W$41,5,FALSE))","v":0.57498529407079435},{"$f":"IFERROR(IF(OR(C183=\"S\",C183=\"D\"),VLOOKUP(B183,'Seasonal Customer Count'!$B:$I,4,FALSE),IF(C183=\"W\",VLOOKUP(B183,'Seasonal Customer Count'!$B:$P,12,FALSE),\"Check\")),0)","v":132},{"$f":"IFERROR(IF(OR(C183=\"S\",C183=\"D\"),VLOOKUP(B183,'Seasonal Customer Count'!$B:$P,5,FALSE),IF(C183=\"W\",VLOOKUP(B183,'Seasonal Customer Count'!$B:$P,13,FALSE),\"Check\")),0)","v":9},{"$f":"IFERROR(IF(OR(C183=\"S\",C183=\"D\"),VLOOKUP(B183,'Seasonal Customer Count'!$B:$P,6,FALSE),IF(C183=\"W\",VLOOKUP(B183,'Seasonal Customer Count'!$B:$P,14,FALSE),\"Check\")),0)","v":36},{"$f":"IFERROR(IF(OR(C183=\"S\",C183=\"D\"),VLOOKUP(B183,'Seasonal Customer Count'!$B:$P,7,FALSE),IF(C183=\"W\",VLOOKUP(B183,'Seasonal Customer Count'!$B:$P,15,FALSE),\"Check\")),0)","v":2},{"$f":"IFERROR(IF(OR(C183=\"S\",C183=\"D\"),VLOOKUP(B183,'Seasonal Customer Count'!$B:$P,8,FALSE),IF(C183=\"W\",VLOOKUP(B183,'Seasonal Customer Count'!$B:$P,16,FALSE),\"Check\")),0)","v":0},{"$f":"Summary!$D$8*(K183*'Average Project Size'!$F$6+L183*'Average Project Size'!$F$7+M183*'Average Project Size'!$F$8+N183*'Average Project Size'!$F$10+O183*'Average Project Size'!$F$9)/1000","v":1.7969172625445885E-2},{"$f":"Summary!$D$8*(K183*F183*'Average Project Size'!$F$6+L183*G183*'Average Project Size'!$F$7+M183*H183*'Average Project Size'!$F$8+N183*I183*'Average Project Size'!$F$10+O183*J183*'Average Project Size'!$F$9)/1000","v":1.033201000625087E-2}]
[null,{"$f":"'Peak Identification'!B182","v":"CDAL T-133"},{"$f":"'Peak Identification'!D182","v":"S"},{"$f":"'Peak Identification'!E182","v":16},{"$f":"VLOOKUP($D184,'DER Output'!$S$17:$X$41,6,FALSE)","v":0.22644022312513051},{"$f":"IF($C184=\"S\",VLOOKUP($D184,'DER Output'!$S$18:$W$41,2,FALSE),VLOOKUP($D184,'DER Output'!$S$18:$W$41,3,FALSE))","v":0.44781407722569133},{"$f":"IF($C184=\"S\",VLOOKUP($D184,'DER Output'!$S$18:$W$41,4,FALSE),VLOOKUP($D184,'DER Output'!$S$18:$W$41,5,FALSE))","v":0.44781407722569133},{"$f":"IF($C184=\"S\",VLOOKUP($D184,'DER Output'!$S$18:$W$41,4,FALSE),VLOOKUP($D184,'DER Output'!$S$18:$W$41,5,FALSE))","v":0.44781407722569133},{"$f":"IF($C184=\"S\",VLOOKUP($D184,'DER Output'!$S$18:$W$41,4,FALSE),VLOOKUP($D184,'DER Output'!$S$18:$W$41,5,FALSE))","v":0.44781407722569133},{"$f":"IF($C184=\"S\",VLOOKUP($D184,'DER Output'!$S$18:$W$41,4,FALSE),VLOOKUP($D184,'DER Output'!$S$18:$W$41,5,FALSE))","v":0.44781407722569133},{"$f":"IFERROR(IF(OR(C184=\"S\",C184=\"D\"),VLOOKUP(B184,'Seasonal Customer Count'!$B:$I,4,FALSE),IF(C184=\"W\",VLOOKUP(B184,'Seasonal Customer Count'!$B:$P,12,FALSE),\"Check\")),0)","v":3277},{"$f":"IFERROR(IF(OR(C184=\"S\",C184=\"D\"),VLOOKUP(B184,'Seasonal Customer Count'!$B:$P,5,FALSE),IF(C184=\"W\",VLOOKUP(B184,'Seasonal Customer Count'!$B:$P,13,FALSE),\"Check\")),0)","v":116},{"$f":"IFERROR(IF(OR(C184=\"S\",C184=\"D\"),VLOOKUP(B184,'Seasonal Customer Count'!$B:$P,6,FALSE),IF(C184=\"W\",VLOOKUP(B184,'Seasonal Customer Count'!$B:$P,14,FALSE),\"Check\")),0)","v":335},{"$f":"IFERROR(IF(OR(C184=\"S\",C184=\"D\"),VLOOKUP(B184,'Seasonal Customer Count'!$B:$P,7,FALSE),IF(C184=\"W\",VLOOKUP(B184,'Seasonal Customer Count'!$B:$P,15,FALSE),\"Check\")),0)","v":5},{"$f":"IFERROR(IF(OR(C184=\"S\",C184=\"D\"),VLOOKUP(B184,'Seasonal Customer Count'!$B:$P,8,FALSE),IF(C184=\"W\",VLOOKUP(B184,'Seasonal Customer Count'!$B:$P,16,FALSE),\"Check\")),0)","v":2},{"$f":"Summary!$D$8*(K184*'Average Project Size'!$F$6+L184*'Average Project Size'!$F$7+M184*'Average Project Size'!$F$8+N184*'Average Project Size'!$F$10+O184*'Average Project Size'!$F$9)/1000","v":0.21232419226043378},{"$f":"Summary!$D$8*(K184*F184*'Average Project Size'!$F$6+L184*G184*'Average Project Size'!$F$7+M184*H184*'Average Project Size'!$F$8+N184*I184*'Average Project Size'!$F$10+O184*J184*'Average Project Size'!$F$9)/1000","v":9.5081762229796418E-2}]
[null,{"$f":"'Peak Identification'!B183","v":"CDAL T-134"},{"$f":"'Peak Identification'!D183","v":"S"},{"$f":"'Peak Identification'!E183","v":17},{"$f":"VLOOKUP($D185,'DER Output'!$S$17:$X$41,6,FALSE)","v":0.19174838710475617},{"$f":"IF($C185=\"S\",VLOOKUP($D185,'DER Output'!$S$18:$W$41,2,FALSE),VLOOKUP($D185,'DER Output'!$S$18:$W$41,3,FALSE))","v":0.30300399777640191},{"$f":"IF($C185=\"S\",VLOOKUP($D185,'DER Output'!$S$18:$W$41,4,FALSE),VLOOKUP($D185,'DER Output'!$S$18:$W$41,5,FALSE))","v":0.30300399777640191},{"$f":"IF($C185=\"S\",VLOOKUP($D185,'DER Output'!$S$18:$W$41,4,FALSE),VLOOKUP($D185,'DER Output'!$S$18:$W$41,5,FALSE))","v":0.30300399777640191},{"$f":"IF($C185=\"S\",VLOOKUP($D185,'DER Output'!$S$18:$W$41,4,FALSE),VLOOKUP($D185,'DER Output'!$S$18:$W$41,5,FALSE))","v":0.30300399777640191},{"$f":"IF($C185=\"S\",VLOOKUP($D185,'DER Output'!$S$18:$W$41,4,FALSE),VLOOKUP($D185,'DER Output'!$S$18:$W$41,5,FALSE))","v":0.30300399777640191},{"$f":"IFERROR(IF(OR(C185=\"S\",C185=\"D\"),VLOOKUP(B185,'Seasonal Customer Count'!$B:$I,4,FALSE),IF(C185=\"W\",VLOOKUP(B185,'Seasonal Customer Count'!$B:$P,12,FALSE),\"Check\")),0)","v":3833},{"$f":"IFERROR(IF(OR(C185=\"S\",C185=\"D\"),VLOOKUP(B185,'Seasonal Customer Count'!$B:$P,5,FALSE),IF(C185=\"W\",VLOOKUP(B185,'Seasonal Customer Count'!$B:$P,13,FALSE),\"Check\")),0)","v":128},{"$f":"IFERROR(IF(OR(C185=\"S\",C185=\"D\"),VLOOKUP(B185,'Seasonal Customer Count'!$B:$P,6,FALSE),IF(C185=\"W\",VLOOKUP(B185,'Seasonal Customer Count'!$B:$P,14,FALSE),\"Check\")),0)","v":223},{"$f":"IFERROR(IF(OR(C185=\"S\",C185=\"D\"),VLOOKUP(B185,'Seasonal Customer Count'!$B:$P,7,FALSE),IF(C185=\"W\",VLOOKUP(B185,'Seasonal Customer Count'!$B:$P,15,FALSE),\"Check\")),0)","v":3},{"$f":"IFERROR(IF(OR(C185=\"S\",C185=\"D\"),VLOOKUP(B185,'Seasonal Customer Count'!$B:$P,8,FALSE),IF(C185=\"W\",VLOOKUP(B185,'Seasonal Customer Count'!$B:$P,16,FALSE),\"Check\")),0)","v":0},{"$f":"Summary!$D$8*(K185*'Average Project Size'!$F$6+L185*'Average Project Size'!$F$7+M185*'Average Project Size'!$F$8+N185*'Average Project Size'!$F$10+O185*'Average Project Size'!$F$9)/1000","v":0.20889876148056874},{"$f":"Summary!$D$8*(K185*F185*'Average Project Size'!$F$6+L185*G185*'Average Project Size'!$F$7+M185*H185*'Average Project Size'!$F$8+N185*I185*'Average Project Size'!$F$10+O185*J185*'Average Project Size'!$F$9)/1000","v":6.3297159859151367E-2}]
[null,{"$f":"'Peak Identification'!B184","v":"CDPO T-061"},{"$f":"'Peak Identification'!D184","v":"W"},{"$f":"'Peak Identification'!E184","v":15},{"$f":"VLOOKUP($D186,'DER Output'!$S$17:$X$41,6,FALSE)","v":0.24675324675324678},{"$f":"IF($C186=\"S\",VLOOKUP($D186,'DER Output'!$S$18:$W$41,2,FALSE),VLOOKUP($D186,'DER Output'!$S$18:$W$41,3,FALSE))","v":0.1862014198298606},{"$f":"IF($C186=\"S\",VLOOKUP($D186,'DER Output'!$S$18:$W$41,4,FALSE),VLOOKUP($D186,'DER Output'!$S$18:$W$41,5,FALSE))","v":0.1862014198298606},{"$f":"IF($C186=\"S\",VLOOKUP($D186,'DER Output'!$S$18:$W$41,4,FALSE),VLOOKUP($D186,'DER Output'!$S$18:$W$41,5,FALSE))","v":0.1862014198298606},{"$f":"IF($C186=\"S\",VLOOKUP($D186,'DER Output'!$S$18:$W$41,4,FALSE),VLOOKUP($D186,'DER Output'!$S$18:$W$41,5,FALSE))","v":0.1862014198298606},{"$f":"IF($C186=\"S\",VLOOKUP($D186,'DER Output'!$S$18:$W$41,4,FALSE),VLOOKUP($D186,'DER Output'!$S$18:$W$41,5,FALSE))","v":0.1862014198298606},{"$f":"IFERROR(IF(OR(C186=\"S\",C186=\"D\"),VLOOKUP(B186,'Seasonal Customer Count'!$B:$I,4,FALSE),IF(C186=\"W\",VLOOKUP(B186,'Seasonal Customer Count'!$B:$P,12,FALSE),\"Check\")),0)","v":0},{"$f":"IFERROR(IF(OR(C186=\"S\",C186=\"D\"),VLOOKUP(B186,'Seasonal Customer Count'!$B:$P,5,FALSE),IF(C186=\"W\",VLOOKUP(B186,'Seasonal Customer Count'!$B:$P,13,FALSE),\"Check\")),0)","v":0},{"$f":"IFERROR(IF(OR(C186=\"S\",C186=\"D\"),VLOOKUP(B186,'Seasonal Customer Count'!$B:$P,6,FALSE),IF(C186=\"W\",VLOOKUP(B186,'Seasonal Customer Count'!$B:$P,14,FALSE),\"Check\")),0)","v":0},{"$f":"IFERROR(IF(OR(C186=\"S\",C186=\"D\"),VLOOKUP(B186,'Seasonal Customer Count'!$B:$P,7,FALSE),IF(C186=\"W\",VLOOKUP(B186,'Seasonal Customer Count'!$B:$P,15,FALSE),\"Check\")),0)","v":0},{"$f":"IFERROR(IF(OR(C186=\"S\",C186=\"D\"),VLOOKUP(B186,'Seasonal Customer Count'!$B:$P,8,FALSE),IF(C186=\"W\",VLOOKUP(B186,'Seasonal Customer Count'!$B:$P,16,FALSE),\"Check\")),0)","v":0},{"$f":"Summary!$D$8*(K186*'Average Project Size'!$F$6+L186*'Average Project Size'!$F$7+M186*'Average Project Size'!$F$8+N186*'Average Project Size'!$F$10+O186*'Average Project Size'!$F$9)/1000","v":0},{"$f":"Summary!$D$8*(K186*F186*'Average Project Size'!$F$6+L186*G186*'Average Project Size'!$F$7+M186*H186*'Average Project Size'!$F$8+N186*I186*'Average Project Size'!$F$10+O186*J186*'Average Project Size'!$F$9)/1000","v":0}]
[null,{"$f":"'Peak Identification'!B185","v":"CDWL11"},{"$f":"'Peak Identification'!D185","v":"W"},{"$f":"'Peak Identification'!E185","v":18},{"$f":"VLOOKUP($D187,'DER Output'!$S$17:$X$41,6,FALSE)","v":0.16032398020038169},{"$f":"IF($C187=\"S\",VLOOKUP($D187,'DER Output'!$S$18:$W$41,2,FALSE),VLOOKUP($D187,'DER Output'!$S$18:$W$41,3,FALSE))","v":5.535976984247182E-4},{"$f":"IF($C187=\"S\",VLOOKUP($D187,'DER Output'!$S$18:$W$41,4,FALSE),VLOOKUP($D187,'DER Output'!$S$18:$W$41,5,FALSE))","v":5.535976984247182E-4},{"$f":"IF($C187=\"S\",VLOOKUP($D187,'DER Output'!$S$18:$W$41,4,FALSE),VLOOKUP($D187,'DER Output'!$S$18:$W$41,5,FALSE))","v":5.535976984247182E-4},{"$f":"IF($C187=\"S\",VLOOKUP($D187,'DER Output'!$S$18:$W$41,4,FALSE),VLOOKUP($D187,'DER Output'!$S$18:$W$41,5,FALSE))","v":5.535976984247182E-4},{"$f":"IF($C187=\"S\",VLOOKUP($D187,'DER Output'!$S$18:$W$41,4,FALSE),VLOOKUP($D187,'DER Output'!$S$18:$W$41,5,FALSE))","v":5.535976984247182E-4},{"$f":"IFERROR(IF(OR(C187=\"S\",C187=\"D\"),VLOOKUP(B187,'Seasonal Customer Count'!$B:$I,4,FALSE),IF(C187=\"W\",VLOOKUP(B187,'Seasonal Customer Count'!$B:$P,12,FALSE),\"Check\")),0)","v":45},{"$f":"IFERROR(IF(OR(C187=\"S\",C187=\"D\"),VLOOKUP(B187,'Seasonal Customer Count'!$B:$P,5,FALSE),IF(C187=\"W\",VLOOKUP(B187,'Seasonal Customer Count'!$B:$P,13,FALSE),\"Check\")),0)","v":137},{"$f":"IFERROR(IF(OR(C187=\"S\",C187=\"D\"),VLOOKUP(B187,'Seasonal Customer Count'!$B:$P,6,FALSE),IF(C187=\"W\",VLOOKUP(B187,'Seasonal Customer Count'!$B:$P,14,FALSE),\"Check\")),0)","v":0},{"$f":"IFERROR(IF(OR(C187=\"S\",C187=\"D\"),VLOOKUP(B187,'Seasonal Customer Count'!$B:$P,7,FALSE),IF(C187=\"W\",VLOOKUP(B187,'Seasonal Customer Count'!$B:$P,15,FALSE),\"Check\")),0)","v":0},{"$f":"IFERROR(IF(OR(C187=\"S\",C187=\"D\"),VLOOKUP(B187,'Seasonal Customer Count'!$B:$P,8,FALSE),IF(C187=\"W\",VLOOKUP(B187,'Seasonal Customer Count'!$B:$P,16,FALSE),\"Check\")),0)","v":0},{"$f":"Summary!$D$8*(K187*'Average Project Size'!$F$6+L187*'Average Project Size'!$F$7+M187*'Average Project Size'!$F$8+N187*'Average Project Size'!$F$10+O187*'Average Project Size'!$F$9)/1000","v":1.1837144399743855E-2},{"$f":"Summary!$D$8*(K187*F187*'Average Project Size'!$F$6+L187*G187*'Average Project Size'!$F$7+M187*H187*'Average Project Size'!$F$8+N187*I187*'Average Project Size'!$F$10+O187*J187*'Average Project Size'!$F$9)/1000","v":6.553015895619239E-6}]
[null,{"$f":"'Peak Identification'!B186","v":"CDWL12"},{"$f":"'Peak Identification'!D186","v":"S"},{"$f":"'Peak Identification'!E186","v":15},{"$f":"VLOOKUP($D188,'DER Output'!$S$17:$X$41,6,FALSE)","v":0.24675324675324678},{"$f":"IF($C188=\"S\",VLOOKUP($D188,'DER Output'!$S$18:$W$41,2,FALSE),VLOOKUP($D188,'DER Output'!$S$18:$W$41,3,FALSE))","v":0.57498529407079435},{"$f":"IF($C188=\"S\",VLOOKUP($D188,'DER Output'!$S$18:$W$41,4,FALSE),VLOOKUP($D188,'DER Output'!$S$18:$W$41,5,FALSE))","v":0.57498529407079435},{"$f":"IF($C188=\"S\",VLOOKUP($D188,'DER Output'!$S$18:$W$41,4,FALSE),VLOOKUP($D188,'DER Output'!$S$18:$W$41,5,FALSE))","v":0.57498529407079435},{"$f":"IF($C188=\"S\",VLOOKUP($D188,'DER Output'!$S$18:$W$41,4,FALSE),VLOOKUP($D188,'DER Output'!$S$18:$W$41,5,FALSE))","v":0.57498529407079435},{"$f":"IF($C188=\"S\",VLOOKUP($D188,'DER Output'!$S$18:$W$41,4,FALSE),VLOOKUP($D188,'DER Output'!$S$18:$W$41,5,FALSE))","v":0.57498529407079435},{"$f":"IFERROR(IF(OR(C188=\"S\",C188=\"D\"),VLOOKUP(B188,'Seasonal Customer Count'!$B:$I,4,FALSE),IF(C188=\"W\",VLOOKUP(B188,'Seasonal Customer Count'!$B:$P,12,FALSE),\"Check\")),0)","v":147},{"$f":"IFERROR(IF(OR(C188=\"S\",C188=\"D\"),VLOOKUP(B188,'Seasonal Customer Count'!$B:$P,5,FALSE),IF(C188=\"W\",VLOOKUP(B188,'Seasonal Customer Count'!$B:$P,13,FALSE),\"Check\")),0)","v":53},{"$f":"IFERROR(IF(OR(C188=\"S\",C188=\"D\"),VLOOKUP(B188,'Seasonal Customer Count'!$B:$P,6,FALSE),IF(C188=\"W\",VLOOKUP(B188,'Seasonal Customer Count'!$B:$P,14,FALSE),\"Check\")),0)","v":88},{"$f":"IFERROR(IF(OR(C188=\"S\",C188=\"D\"),VLOOKUP(B188,'Seasonal Customer Count'!$B:$P,7,FALSE),IF(C188=\"W\",VLOOKUP(B188,'Seasonal Customer Count'!$B:$P,15,FALSE),\"Check\")),0)","v":2},{"$f":"IFERROR(IF(OR(C188=\"S\",C188=\"D\"),VLOOKUP(B188,'Seasonal Customer Count'!$B:$P,8,FALSE),IF(C188=\"W\",VLOOKUP(B188,'Seasonal Customer Count'!$B:$P,16,FALSE),\"Check\")),0)","v":0},{"$f":"Summary!$D$8*(K188*'Average Project Size'!$F$6+L188*'Average Project Size'!$F$7+M188*'Average Project Size'!$F$8+N188*'Average Project Size'!$F$10+O188*'Average Project Size'!$F$9)/1000","v":3.0735740205786604E-2},{"$f":"Summary!$D$8*(K188*F188*'Average Project Size'!$F$6+L188*G188*'Average Project Size'!$F$7+M188*H188*'Average Project Size'!$F$8+N188*I188*'Average Project Size'!$F$10+O188*J188*'Average Project Size'!$F$9)/1000","v":1.767259862070775E-2}]
[null,{"$f":"'Peak Identification'!B187","v":"CDWL13"},{"$f":"'Peak Identification'!D187","v":"S"},{"$f":"'Peak Identification'!E187","v":18},{"$f":"VLOOKUP($D189,'DER Output'!$S$17:$X$41,6,FALSE)","v":0.16032398020038169},{"$f":"IF($C189=\"S\",VLOOKUP($D189,'DER Output'!$S$18:$W$41,2,FALSE),VLOOKUP($D189,'DER Output'!$S$18:$W$41,3,FALSE))","v":0.17224423800777711},{"$f":"IF($C189=\"S\",VLOOKUP($D189,'DER Output'!$S$18:$W$41,4,FALSE),VLOOKUP($D189,'DER Output'!$S$18:$W$41,5,FALSE))","v":0.17224423800777711},{"$f":"IF($C189=\"S\",VLOOKUP($D189,'DER Output'!$S$18:$W$41,4,FALSE),VLOOKUP($D189,'DER Output'!$S$18:$W$41,5,FALSE))","v":0.17224423800777711},{"$f":"IF($C189=\"S\",VLOOKUP($D189,'DER Output'!$S$18:$W$41,4,FALSE),VLOOKUP($D189,'DER Output'!$S$18:$W$41,5,FALSE))","v":0.17224423800777711},{"$f":"IF($C189=\"S\",VLOOKUP($D189,'DER Output'!$S$18:$W$41,4,FALSE),VLOOKUP($D189,'DER Output'!$S$18:$W$41,5,FALSE))","v":0.17224423800777711},{"$f":"IFERROR(IF(OR(C189=\"S\",C189=\"D\"),VLOOKUP(B189,'Seasonal Customer Count'!$B:$I,4,FALSE),IF(C189=\"W\",VLOOKUP(B189,'Seasonal Customer Count'!$B:$P,12,FALSE),\"Check\")),0)","v":316},{"$f":"IFERROR(IF(OR(C189=\"S\",C189=\"D\"),VLOOKUP(B189,'Seasonal Customer Count'!$B:$P,5,FALSE),IF(C189=\"W\",VLOOKUP(B189,'Seasonal Customer Count'!$B:$P,13,FALSE),\"Check\")),0)","v":14},{"$f":"IFERROR(IF(OR(C189=\"S\",C189=\"D\"),VLOOKUP(B189,'Seasonal Customer Count'!$B:$P,6,FALSE),IF(C189=\"W\",VLOOKUP(B189,'Seasonal Customer Count'!$B:$P,14,FALSE),\"Check\")),0)","v":19},{"$f":"IFERROR(IF(OR(C189=\"S\",C189=\"D\"),VLOOKUP(B189,'Seasonal Customer Count'!$B:$P,7,FALSE),IF(C189=\"W\",VLOOKUP(B189,'Seasonal Customer Count'!$B:$P,15,FALSE),\"Check\")),0)","v":0},{"$f":"IFERROR(IF(OR(C189=\"S\",C189=\"D\"),VLOOKUP(B189,'Seasonal Customer Count'!$B:$P,8,FALSE),IF(C189=\"W\",VLOOKUP(B189,'Seasonal Customer Count'!$B:$P,16,FALSE),\"Check\")),0)","v":14},{"$f":"Summary!$D$8*(K189*'Average Project Size'!$F$6+L189*'Average Project Size'!$F$7+M189*'Average Project Size'!$F$8+N189*'Average Project Size'!$F$10+O189*'Average Project Size'!$F$9)/1000","v":2.5759101273054429E-2},{"$f":"Summary!$D$8*(K189*F189*'Average Project Size'!$F$6+L189*G189*'Average Project Size'!$F$7+M189*H189*'Average Project Size'!$F$8+N189*I189*'Average Project Size'!$F$10+O189*J189*'Average Project Size'!$F$9)/1000","v":4.4368567705424218E-3}]
[null,{"$f":"'Peak Identification'!B188","v":"CDWL14"},{"$f":"'Peak Identification'!D188","v":"S"},{"$f":"'Peak Identification'!E188","v":16},{"$f":"VLOOKUP($D190,'DER Output'!$S$17:$X$41,6,FALSE)","v":0.22644022312513051},{"$f":"IF($C190=\"S\",VLOOKUP($D190,'DER Output'!$S$18:$W$41,2,FALSE),VLOOKUP($D190,'DER Output'!$S$18:$W$41,3,FALSE))","v":0.44781407722569133},{"$f":"IF($C190=\"S\",VLOOKUP($D190,'DER Output'!$S$18:$W$41,4,FALSE),VLOOKUP($D190,'DER Output'!$S$18:$W$41,5,FALSE))","v":0.44781407722569133},{"$f":"IF($C190=\"S\",VLOOKUP($D190,'DER Output'!$S$18:$W$41,4,FALSE),VLOOKUP($D190,'DER Output'!$S$18:$W$41,5,FALSE))","v":0.44781407722569133},{"$f":"IF($C190=\"S\",VLOOKUP($D190,'DER Output'!$S$18:$W$41,4,FALSE),VLOOKUP($D190,'DER Output'!$S$18:$W$41,5,FALSE))","v":0.44781407722569133},{"$f":"IF($C190=\"S\",VLOOKUP($D190,'DER Output'!$S$18:$W$41,4,FALSE),VLOOKUP($D190,'DER Output'!$S$18:$W$41,5,FALSE))","v":0.44781407722569133},{"$f":"IFERROR(IF(OR(C190=\"S\",C190=\"D\"),VLOOKUP(B190,'Seasonal Customer Count'!$B:$I,4,FALSE),IF(C190=\"W\",VLOOKUP(B190,'Seasonal Customer Count'!$B:$P,12,FALSE),\"Check\")),0)","v":752},{"$f":"IFERROR(IF(OR(C190=\"S\",C190=\"D\"),VLOOKUP(B190,'Seasonal Customer Count'!$B:$P,5,FALSE),IF(C190=\"W\",VLOOKUP(B190,'Seasonal Customer Count'!$B:$P,13,FALSE),\"Check\")),0)","v":56},{"$f":"IFERROR(IF(OR(C190=\"S\",C190=\"D\"),VLOOKUP(B190,'Seasonal Customer Count'!$B:$P,6,FALSE),IF(C190=\"W\",VLOOKUP(B190,'Seasonal Customer Count'!$B:$P,14,FALSE),\"Check\")),0)","v":116},{"$f":"IFERROR(IF(OR(C190=\"S\",C190=\"D\"),VLOOKUP(B190,'Seasonal Customer Count'!$B:$P,7,FALSE),IF(C190=\"W\",VLOOKUP(B190,'Seasonal Customer Count'!$B:$P,15,FALSE),\"Check\")),0)","v":1},{"$f":"IFERROR(IF(OR(C190=\"S\",C190=\"D\"),VLOOKUP(B190,'Seasonal Customer Count'!$B:$P,8,FALSE),IF(C190=\"W\",VLOOKUP(B190,'Seasonal Customer Count'!$B:$P,16,FALSE),\"Check\")),0)","v":3},{"$f":"Summary!$D$8*(K190*'Average Project Size'!$F$6+L190*'Average Project Size'!$F$7+M190*'Average Project Size'!$F$8+N190*'Average Project Size'!$F$10+O190*'Average Project Size'!$F$9)/1000","v":5.8791035067963744E-2},{"$f":"Summary!$D$8*(K190*F190*'Average Project Size'!$F$6+L190*G190*'Average Project Size'!$F$7+M190*H190*'Average Project Size'!$F$8+N190*I190*'Average Project Size'!$F$10+O190*J190*'Average Project Size'!$F$9)/1000","v":2.6327453118103441E-2}]
[null,{"$f":"'Peak Identification'!B189","v":"CDWL15"},{"$f":"'Peak Identification'!D189","v":"S"},{"$f":"'Peak Identification'!E189","v":14},{"$f":"VLOOKUP($D191,'DER Output'!$S$17:$X$41,6,FALSE)","v":0.26694349499860076},{"$f":"IF($C191=\"S\",VLOOKUP($D191,'DER Output'!$S$18:$W$41,2,FALSE),VLOOKUP($D191,'DER Output'!$S$18:$W$41,3,FALSE))","v":0.65426593965075153},{"$f":"IF($C191=\"S\",VLOOKUP($D191,'DER Output'!$S$18:$W$41,4,FALSE),VLOOKUP($D191,'DER Output'!$S$18:$W$41,5,FALSE))","v":0.65426593965075153},{"$f":"IF($C191=\"S\",VLOOKUP($D191,'DER Output'!$S$18:$W$41,4,FALSE),VLOOKUP($D191,'DER Output'!$S$18:$W$41,5,FALSE))","v":0.65426593965075153},{"$f":"IF($C191=\"S\",VLOOKUP($D191,'DER Output'!$S$18:$W$41,4,FALSE),VLOOKUP($D191,'DER Output'!$S$18:$W$41,5,FALSE))","v":0.65426593965075153},{"$f":"IF($C191=\"S\",VLOOKUP($D191,'DER Output'!$S$18:$W$41,4,FALSE),VLOOKUP($D191,'DER Output'!$S$18:$W$41,5,FALSE))","v":0.65426593965075153},{"$f":"IFERROR(IF(OR(C191=\"S\",C191=\"D\"),VLOOKUP(B191,'Seasonal Customer Count'!$B:$I,4,FALSE),IF(C191=\"W\",VLOOKUP(B191,'Seasonal Customer Count'!$B:$P,12,FALSE),\"Check\")),0)","v":42},{"$f":"IFERROR(IF(OR(C191=\"S\",C191=\"D\"),VLOOKUP(B191,'Seasonal Customer Count'!$B:$P,5,FALSE),IF(C191=\"W\",VLOOKUP(B191,'Seasonal Customer Count'!$B:$P,13,FALSE),\"Check\")),0)","v":0},{"$f":"IFERROR(IF(OR(C191=\"S\",C191=\"D\"),VLOOKUP(B191,'Seasonal Customer Count'!$B:$P,6,FALSE),IF(C191=\"W\",VLOOKUP(B191,'Seasonal Customer Count'!$B:$P,14,FALSE),\"Check\")),0)","v":8},{"$f":"IFERROR(IF(OR(C191=\"S\",C191=\"D\"),VLOOKUP(B191,'Seasonal Customer Count'!$B:$P,7,FALSE),IF(C191=\"W\",VLOOKUP(B191,'Seasonal Customer Count'!$B:$P,15,FALSE),\"Check\")),0)","v":0},{"$f":"IFERROR(IF(OR(C191=\"S\",C191=\"D\"),VLOOKUP(B191,'Seasonal Customer Count'!$B:$P,8,FALSE),IF(C191=\"W\",VLOOKUP(B191,'Seasonal Customer Count'!$B:$P,16,FALSE),\"Check\")),0)","v":0},{"$f":"Summary!$D$8*(K191*'Average Project Size'!$F$6+L191*'Average Project Size'!$F$7+M191*'Average Project Size'!$F$8+N191*'Average Project Size'!$F$10+O191*'Average Project Size'!$F$9)/1000","v":3.0452511108265872E-3},{"$f":"Summary!$D$8*(K191*F191*'Average Project Size'!$F$6+L191*G191*'Average Project Size'!$F$7+M191*H191*'Average Project Size'!$F$8+N191*I191*'Average Project Size'!$F$10+O191*J191*'Average Project Size'!$F$9)/1000","v":1.9924040794974522E-3}]
[null,{"$f":"'Peak Identification'!B190","v":"CDWL16"},{"$f":"'Peak Identification'!D190","v":"W"},{"$f":"'Peak Identification'!E190","v":8},{"$f":"VLOOKUP($D192,'DER Output'!$S$17:$X$41,6,FALSE)","v":0},{"$f":"IF($C192=\"S\",VLOOKUP($D192,'DER Output'!$S$18:$W$41,2,FALSE),VLOOKUP($D192,'DER Output'!$S$18:$W$41,3,FALSE))","v":2.4357194050013426E-2},{"$f":"IF($C192=\"S\",VLOOKUP($D192,'DER Output'!$S$18:$W$41,4,FALSE),VLOOKUP($D192,'DER Output'!$S$18:$W$41,5,FALSE))","v":2.4357194050013426E-2},{"$f":"IF($C192=\"S\",VLOOKUP($D192,'DER Output'!$S$18:$W$41,4,FALSE),VLOOKUP($D192,'DER Output'!$S$18:$W$41,5,FALSE))","v":2.4357194050013426E-2},{"$f":"IF($C192=\"S\",VLOOKUP($D192,'DER Output'!$S$18:$W$41,4,FALSE),VLOOKUP($D192,'DER Output'!$S$18:$W$41,5,FALSE))","v":2.4357194050013426E-2},{"$f":"IF($C192=\"S\",VLOOKUP($D192,'DER Output'!$S$18:$W$41,4,FALSE),VLOOKUP($D192,'DER Output'!$S$18:$W$41,5,FALSE))","v":2.4357194050013426E-2},{"$f":"IFERROR(IF(OR(C192=\"S\",C192=\"D\"),VLOOKUP(B192,'Seasonal Customer Count'!$B:$I,4,FALSE),IF(C192=\"W\",VLOOKUP(B192,'Seasonal Customer Count'!$B:$P,12,FALSE),\"Check\")),0)","v":16},{"$f":"IFERROR(IF(OR(C192=\"S\",C192=\"D\"),VLOOKUP(B192,'Seasonal Customer Count'!$B:$P,5,FALSE),IF(C192=\"W\",VLOOKUP(B192,'Seasonal Customer Count'!$B:$P,13,FALSE),\"Check\")),0)","v":20},{"$f":"IFERROR(IF(OR(C192=\"S\",C192=\"D\"),VLOOKUP(B192,'Seasonal Customer Count'!$B:$P,6,FALSE),IF(C192=\"W\",VLOOKUP(B192,'Seasonal Customer Count'!$B:$P,14,FALSE),\"Check\")),0)","v":3},{"$f":"IFERROR(IF(OR(C192=\"S\",C192=\"D\"),VLOOKUP(B192,'Seasonal Customer Count'!$B:$P,7,FALSE),IF(C192=\"W\",VLOOKUP(B192,'Seasonal Customer Count'!$B:$P,15,FALSE),\"Check\")),0)","v":7},{"$f":"IFERROR(IF(OR(C192=\"S\",C192=\"D\"),VLOOKUP(B192,'Seasonal Customer Count'!$B:$P,8,FALSE),IF(C192=\"W\",VLOOKUP(B192,'Seasonal Customer Count'!$B:$P,16,FALSE),\"Check\")),0)","v":0},{"$f":"Summary!$D$8*(K192*'Average Project Size'!$F$6+L192*'Average Project Size'!$F$7+M192*'Average Project Size'!$F$8+N192*'Average Project Size'!$F$10+O192*'Average Project Size'!$F$9)/1000","v":2.3167419274865896E-2},{"$f":"Summary!$D$8*(K192*F192*'Average Project Size'!$F$6+L192*G192*'Average Project Size'!$F$7+M192*H192*'Average Project Size'!$F$8+N192*I192*'Average Project Size'!$F$10+O192*J192*'Average Project Size'!$F$9)/1000","v":5.6429332691592987E-4}]
[null,{"$f":"'Peak Identification'!B191","v":"CDWL17"},{"$f":"'Peak Identification'!D191","v":"W"},{"$f":"'Peak Identification'!E191","v":10},{"$f":"VLOOKUP($D193,'DER Output'!$S$17:$X$41,6,FALSE)","v":0},{"$f":"IF($C193=\"S\",VLOOKUP($D193,'DER Output'!$S$18:$W$41,2,FALSE),VLOOKUP($D193,'DER Output'!$S$18:$W$41,3,FALSE))","v":0.19782039092133938},{"$f":"IF($C193=\"S\",VLOOKUP($D193,'DER Output'!$S$18:$W$41,4,FALSE),VLOOKUP($D193,'DER Output'!$S$18:$W$41,5,FALSE))","v":0.19782039092133938},{"$f":"IF($C193=\"S\",VLOOKUP($D193,'DER Output'!$S$18:$W$41,4,FALSE),VLOOKUP($D193,'DER Output'!$S$18:$W$41,5,FALSE))","v":0.19782039092133938},{"$f":"IF($C193=\"S\",VLOOKUP($D193,'DER Output'!$S$18:$W$41,4,FALSE),VLOOKUP($D193,'DER Output'!$S$18:$W$41,5,FALSE))","v":0.19782039092133938},{"$f":"IF($C193=\"S\",VLOOKUP($D193,'DER Output'!$S$18:$W$41,4,FALSE),VLOOKUP($D193,'DER Output'!$S$18:$W$41,5,FALSE))","v":0.19782039092133938},{"$f":"IFERROR(IF(OR(C193=\"S\",C193=\"D\"),VLOOKUP(B193,'Seasonal Customer Count'!$B:$I,4,FALSE),IF(C193=\"W\",VLOOKUP(B193,'Seasonal Customer Count'!$B:$P,12,FALSE),\"Check\")),0)","v":57},{"$f":"IFERROR(IF(OR(C193=\"S\",C193=\"D\"),VLOOKUP(B193,'Seasonal Customer Count'!$B:$P,5,FALSE),IF(C193=\"W\",VLOOKUP(B193,'Seasonal Customer Count'!$B:$P,13,FALSE),\"Check\")),0)","v":36},{"$f":"IFERROR(IF(OR(C193=\"S\",C193=\"D\"),VLOOKUP(B193,'Seasonal Customer Count'!$B:$P,6,FALSE),IF(C193=\"W\",VLOOKUP(B193,'Seasonal Customer Count'!$B:$P,14,FALSE),\"Check\")),0)","v":0},{"$f":"IFERROR(IF(OR(C193=\"S\",C193=\"D\"),VLOOKUP(B193,'Seasonal Customer Count'!$B:$P,7,FALSE),IF(C193=\"W\",VLOOKUP(B193,'Seasonal Customer Count'!$B:$P,15,FALSE),\"Check\")),0)","v":31},{"$f":"IFERROR(IF(OR(C193=\"S\",C193=\"D\"),VLOOKUP(B193,'Seasonal Customer Count'!$B:$P,8,FALSE),IF(C193=\"W\",VLOOKUP(B193,'Seasonal Customer Count'!$B:$P,16,FALSE),\"Check\")),0)","v":0},{"$f":"Summary!$D$8*(K193*'Average Project Size'!$F$6+L193*'Average Project Size'!$F$7+M193*'Average Project Size'!$F$8+N193*'Average Project Size'!$F$10+O193*'Average Project Size'!$F$9)/1000","v":9.5906927364204947E-2},{"$f":"Summary!$D$8*(K193*F193*'Average Project Size'!$F$6+L193*G193*'Average Project Size'!$F$7+M193*H193*'Average Project Size'!$F$8+N193*I193*'Average Project Size'!$F$10+O193*J193*'Average Project Size'!$F$9)/1000","v":1.8972345863251531E-2}]
[null,{"$f":"'Peak Identification'!B192","v":"CDWL T-131"},{"$f":"'Peak Identification'!D192","v":"S"},{"$f":"'Peak Identification'!E192","v":20},{"$f":"VLOOKUP($D194,'DER Output'!$S$17:$X$41,6,FALSE)","v":2.7072953014838841E-3},{"$f":"IF($C194=\"S\",VLOOKUP($D194,'DER Output'!$S$18:$W$41,2,FALSE),VLOOKUP($D194,'DER Output'!$S$18:$W$41,3,FALSE))","v":2.0294966704587497E-2},{"$f":"IF($C194=\"S\",VLOOKUP($D194,'DER Output'!$S$18:$W$41,4,FALSE),VLOOKUP($D194,'DER Output'!$S$18:$W$41,5,FALSE))","v":2.0294966704587497E-2},{"$f":"IF($C194=\"S\",VLOOKUP($D194,'DER Output'!$S$18:$W$41,4,FALSE),VLOOKUP($D194,'DER Output'!$S$18:$W$41,5,FALSE))","v":2.0294966704587497E-2},{"$f":"IF($C194=\"S\",VLOOKUP($D194,'DER Output'!$S$18:$W$41,4,FALSE),VLOOKUP($D194,'DER Output'!$S$18:$W$41,5,FALSE))","v":2.0294966704587497E-2},{"$f":"IF($C194=\"S\",VLOOKUP($D194,'DER Output'!$S$18:$W$41,4,FALSE),VLOOKUP($D194,'DER Output'!$S$18:$W$41,5,FALSE))","v":2.0294966704587497E-2},{"$f":"IFERROR(IF(OR(C194=\"S\",C194=\"D\"),VLOOKUP(B194,'Seasonal Customer Count'!$B:$I,4,FALSE),IF(C194=\"W\",VLOOKUP(B194,'Seasonal Customer Count'!$B:$P,12,FALSE),\"Check\")),0)","v":0},{"$f":"IFERROR(IF(OR(C194=\"S\",C194=\"D\"),VLOOKUP(B194,'Seasonal Customer Count'!$B:$P,5,FALSE),IF(C194=\"W\",VLOOKUP(B194,'Seasonal Customer Count'!$B:$P,13,FALSE),\"Check\")),0)","v":0},{"$f":"IFERROR(IF(OR(C194=\"S\",C194=\"D\"),VLOOKUP(B194,'Seasonal Customer Count'!$B:$P,6,FALSE),IF(C194=\"W\",VLOOKUP(B194,'Seasonal Customer Count'!$B:$P,14,FALSE),\"Check\")),0)","v":0},{"$f":"IFERROR(IF(OR(C194=\"S\",C194=\"D\"),VLOOKUP(B194,'Seasonal Customer Count'!$B:$P,7,FALSE),IF(C194=\"W\",VLOOKUP(B194,'Seasonal Customer Count'!$B:$P,15,FALSE),\"Check\")),0)","v":0},{"$f":"IFERROR(IF(OR(C194=\"S\",C194=\"D\"),VLOOKUP(B194,'Seasonal Customer Count'!$B:$P,8,FALSE),IF(C194=\"W\",VLOOKUP(B194,'Seasonal Customer Count'!$B:$P,16,FALSE),\"Check\")),0)","v":0},{"$f":"Summary!$D$8*(K194*'Average Project Size'!$F$6+L194*'Average Project Size'!$F$7+M194*'Average Project Size'!$F$8+N194*'Average Project Size'!$F$10+O194*'Average Project Size'!$F$9)/1000","v":0},{"$f":"Summary!$D$8*(K194*F194*'Average Project Size'!$F$6+L194*G194*'Average Project Size'!$F$7+M194*H194*'Average Project Size'!$F$8+N194*I194*'Average Project Size'!$F$10+O194*J194*'Average Project Size'!$F$9)/1000","v":0}]
[null,{"$f":"'Peak Identification'!B193","v":"CDWL T-132"},{"$f":"'Peak Identification'!D193","v":"S"},{"$f":"'Peak Identification'!E193","v":20},{"$f":"VLOOKUP($D195,'DER Output'!$S$17:$X$41,6,FALSE)","v":2.7072953014838841E-3},{"$f":"IF($C195=\"S\",VLOOKUP($D195,'DER Output'!$S$18:$W$41,2,FALSE),VLOOKUP($D195,'DER Output'!$S$18:$W$41,3,FALSE))","v":2.0294966704587497E-2},{"$f":"IF($C195=\"S\",VLOOKUP($D195,'DER Output'!$S$18:$W$41,4,FALSE),VLOOKUP($D195,'DER Output'!$S$18:$W$41,5,FALSE))","v":2.0294966704587497E-2},{"$f":"IF($C195=\"S\",VLOOKUP($D195,'DER Output'!$S$18:$W$41,4,FALSE),VLOOKUP($D195,'DER Output'!$S$18:$W$41,5,FALSE))","v":2.0294966704587497E-2},{"$f":"IF($C195=\"S\",VLOOKUP($D195,'DER Output'!$S$18:$W$41,4,FALSE),VLOOKUP($D195,'DER Output'!$S$18:$W$41,5,FALSE))","v":2.0294966704587497E-2},{"$f":"IF($C195=\"S\",VLOOKUP($D195,'DER Output'!$S$18:$W$41,4,FALSE),VLOOKUP($D195,'DER Output'!$S$18:$W$41,5,FALSE))","v":2.0294966704587497E-2},{"$f":"IFERROR(IF(OR(C195=\"S\",C195=\"D\"),VLOOKUP(B195,'Seasonal Customer Count'!$B:$I,4,FALSE),IF(C195=\"W\",VLOOKUP(B195,'Seasonal Customer Count'!$B:$P,12,FALSE),\"Check\")),0)","v":0},{"$f":"IFERROR(IF(OR(C195=\"S\",C195=\"D\"),VLOOKUP(B195,'Seasonal Customer Count'!$B:$P,5,FALSE),IF(C195=\"W\",VLOOKUP(B195,'Seasonal Customer Count'!$B:$P,13,FALSE),\"Check\")),0)","v":0},{"$f":"IFERROR(IF(OR(C195=\"S\",C195=\"D\"),VLOOKUP(B195,'Seasonal Customer Count'!$B:$P,6,FALSE),IF(C195=\"W\",VLOOKUP(B195,'Seasonal Customer Count'!$B:$P,14,FALSE),\"Check\")),0)","v":0},{"$f":"IFERROR(IF(OR(C195=\"S\",C195=\"D\"),VLOOKUP(B195,'Seasonal Customer Count'!$B:$P,7,FALSE),IF(C195=\"W\",VLOOKUP(B195,'Seasonal Customer Count'!$B:$P,15,FALSE),\"Check\")),0)","v":0},{"$f":"IFERROR(IF(OR(C195=\"S\",C195=\"D\"),VLOOKUP(B195,'Seasonal Customer Count'!$B:$P,8,FALSE),IF(C195=\"W\",VLOOKUP(B195,'Seasonal Customer Count'!$B:$P,16,FALSE),\"Check\")),0)","v":0},{"$f":"Summary!$D$8*(K195*'Average Project Size'!$F$6+L195*'Average Project Size'!$F$7+M195*'Average Project Size'!$F$8+N195*'Average Project Size'!$F$10+O195*'Average Project Size'!$F$9)/1000","v":0},{"$f":"Summary!$D$8*(K195*F195*'Average Project Size'!$F$6+L195*G195*'Average Project Size'!$F$7+M195*H195*'Average Project Size'!$F$8+N195*I195*'Average Project Size'!$F$10+O195*J195*'Average Project Size'!$F$9)/1000","v":0}]
[null,{"$f":"'Peak Identification'!B194","v":"CDWL T-133"},{"$f":"'Peak Identification'!D194","v":"S"},{"$f":"'Peak Identification'!E194","v":20},{"$f":"VLOOKUP($D196,'DER Output'!$S$17:$X$41,6,FALSE)","v":2.7072953014838841E-3},{"$f":"IF($C196=\"S\",VLOOKUP($D196,'DER Output'!$S$18:$W$41,2,FALSE),VLOOKUP($D196,'DER Output'!$S$18:$W$41,3,FALSE))","v":2.0294966704587497E-2},{"$f":"IF($C196=\"S\",VLOOKUP($D196,'DER Output'!$S$18:$W$41,4,FALSE),VLOOKUP($D196,'DER Output'!$S$18:$W$41,5,FALSE))","v":2.0294966704587497E-2},{"$f":"IF($C196=\"S\",VLOOKUP($D196,'DER Output'!$S$18:$W$41,4,FALSE),VLOOKUP($D196,'DER Output'!$S$18:$W$41,5,FALSE))","v":2.0294966704587497E-2},{"$f":"IF($C196=\"S\",VLOOKUP($D196,'DER Output'!$S$18:$W$41,4,FALSE),VLOOKUP($D196,'DER Output'!$S$18:$W$41,5,FALSE))","v":2.0294966704587497E-2},{"$f":"IF($C196=\"S\",VLOOKUP($D196,'DER Output'!$S$18:$W$41,4,FALSE),VLOOKUP($D196,'DER Output'!$S$18:$W$41,5,FALSE))","v":2.0294966704587497E-2},{"$f":"IFERROR(IF(OR(C196=\"S\",C196=\"D\"),VLOOKUP(B196,'Seasonal Customer Count'!$B:$I,4,FALSE),IF(C196=\"W\",VLOOKUP(B196,'Seasonal Customer Count'!$B:$P,12,FALSE),\"Check\")),0)","v":0},{"$f":"IFERROR(IF(OR(C196=\"S\",C196=\"D\"),VLOOKUP(B196,'Seasonal Customer Count'!$B:$P,5,FALSE),IF(C196=\"W\",VLOOKUP(B196,'Seasonal Customer Count'!$B:$P,13,FALSE),\"Check\")),0)","v":0},{"$f":"IFERROR(IF(OR(C196=\"S\",C196=\"D\"),VLOOKUP(B196,'Seasonal Customer Count'!$B:$P,6,FALSE),IF(C196=\"W\",VLOOKUP(B196,'Seasonal Customer Count'!$B:$P,14,FALSE),\"Check\")),0)","v":0},{"$f":"IFERROR(IF(OR(C196=\"S\",C196=\"D\"),VLOOKUP(B196,'Seasonal Customer Count'!$B:$P,7,FALSE),IF(C196=\"W\",VLOOKUP(B196,'Seasonal Customer Count'!$B:$P,15,FALSE),\"Check\")),0)","v":0},{"$f":"IFERROR(IF(OR(C196=\"S\",C196=\"D\"),VLOOKUP(B196,'Seasonal Customer Count'!$B:$P,8,FALSE),IF(C196=\"W\",VLOOKUP(B196,'Seasonal Customer Count'!$B:$P,16,FALSE),\"Check\")),0)","v":0},{"$f":"Summary!$D$8*(K196*'Average Project Size'!$F$6+L196*'Average Project Size'!$F$7+M196*'Average Project Size'!$F$8+N196*'Average Project Size'!$F$10+O196*'Average Project Size'!$F$9)/1000","v":0},{"$f":"Summary!$D$8*(K196*F196*'Average Project Size'!$F$6+L196*G196*'Average Project Size'!$F$7+M196*H196*'Average Project Size'!$F$8+N196*I196*'Average Project Size'!$F$10+O196*J196*'Average Project Size'!$F$9)/1000","v":0}]
[null,{"$f":"'Peak Identification'!B195","v":"CDWL T-134"},{"$f":"'Peak Identification'!D195","v":"S"},{"$f":"'Peak Identification'!E195","v":15},{"$f":"VLOOKUP($D197,'DER Output'!$S$17:$X$41,6,FALSE)","v":0.24675324675324678},{"$f":"IF($C197=\"S\",VLOOKUP($D197,'DER Output'!$S$18:$W$41,2,FALSE),VLOOKUP($D197,'DER Output'!$S$18:$W$41,3,FALSE))","v":0.57498529407079435},{"$f":"IF($C197=\"S\",VLOOKUP($D197,'DER Output'!$S$18:$W$41,4,FALSE),VLOOKUP($D197,'DER Output'!$S$18:$W$41,5,FALSE))","v":0.57498529407079435},{"$f":"IF($C197=\"S\",VLOOKUP($D197,'DER Output'!$S$18:$W$41,4,FALSE),VLOOKUP($D197,'DER Output'!$S$18:$W$41,5,FALSE))","v":0.57498529407079435},{"$f":"IF($C197=\"S\",VLOOKUP($D197,'DER Output'!$S$18:$W$41,4,FALSE),VLOOKUP($D197,'DER Output'!$S$18:$W$41,5,FALSE))","v":0.57498529407079435},{"$f":"IF($C197=\"S\",VLOOKUP($D197,'DER Output'!$S$18:$W$41,4,FALSE),VLOOKUP($D197,'DER Output'!$S$18:$W$41,5,FALSE))","v":0.57498529407079435},{"$f":"IFERROR(IF(OR(C197=\"S\",C197=\"D\"),VLOOKUP(B197,'Seasonal Customer Count'!$B:$I,4,FALSE),IF(C197=\"W\",VLOOKUP(B197,'Seasonal Customer Count'!$B:$P,12,FALSE),\"Check\")),0)","v":996},{"$f":"IFERROR(IF(OR(C197=\"S\",C197=\"D\"),VLOOKUP(B197,'Seasonal Customer Count'!$B:$P,5,FALSE),IF(C197=\"W\",VLOOKUP(B197,'Seasonal Customer Count'!$B:$P,13,FALSE),\"Check\")),0)","v":147},{"$f":"IFERROR(IF(OR(C197=\"S\",C197=\"D\"),VLOOKUP(B197,'Seasonal Customer Count'!$B:$P,6,FALSE),IF(C197=\"W\",VLOOKUP(B197,'Seasonal Customer Count'!$B:$P,14,FALSE),\"Check\")),0)","v":216},{"$f":"IFERROR(IF(OR(C197=\"S\",C197=\"D\"),VLOOKUP(B197,'Seasonal Customer Count'!$B:$P,7,FALSE),IF(C197=\"W\",VLOOKUP(B197,'Seasonal Customer Count'!$B:$P,15,FALSE),\"Check\")),0)","v":9},{"$f":"IFERROR(IF(OR(C197=\"S\",C197=\"D\"),VLOOKUP(B197,'Seasonal Customer Count'!$B:$P,8,FALSE),IF(C197=\"W\",VLOOKUP(B197,'Seasonal Customer Count'!$B:$P,16,FALSE),\"Check\")),0)","v":41},{"$f":"Summary!$D$8*(K197*'Average Project Size'!$F$6+L197*'Average Project Size'!$F$7+M197*'Average Project Size'!$F$8+N197*'Average Project Size'!$F$10+O197*'Average Project Size'!$F$9)/1000","v":0.14001540326791609},{"$f":"Summary!$D$8*(K197*F197*'Average Project Size'!$F$6+L197*G197*'Average Project Size'!$F$7+M197*H197*'Average Project Size'!$F$8+N197*I197*'Average Project Size'!$F$10+O197*J197*'Average Project Size'!$F$9)/1000","v":8.0506797822443604E-2}]
[null,{"$f":"'Peak Identification'!B196","v":"CDWL T-135"},{"$f":"'Peak Identification'!D196","v":"S"},{"$f":"'Peak Identification'!E196","v":15},{"$f":"VLOOKUP($D198,'DER Output'!$S$17:$X$41,6,FALSE)","v":0.24675324675324678},{"$f":"IF($C198=\"S\",VLOOKUP($D198,'DER Output'!$S$18:$W$41,2,FALSE),VLOOKUP($D198,'DER Output'!$S$18:$W$41,3,FALSE))","v":0.57498529407079435},{"$f":"IF($C198=\"S\",VLOOKUP($D198,'DER Output'!$S$18:$W$41,4,FALSE),VLOOKUP($D198,'DER Output'!$S$18:$W$41,5,FALSE))","v":0.57498529407079435},{"$f":"IF($C198=\"S\",VLOOKUP($D198,'DER Output'!$S$18:$W$41,4,FALSE),VLOOKUP($D198,'DER Output'!$S$18:$W$41,5,FALSE))","v":0.57498529407079435},{"$f":"IF($C198=\"S\",VLOOKUP($D198,'DER Output'!$S$18:$W$41,4,FALSE),VLOOKUP($D198,'DER Output'!$S$18:$W$41,5,FALSE))","v":0.57498529407079435},{"$f":"IF($C198=\"S\",VLOOKUP($D198,'DER Output'!$S$18:$W$41,4,FALSE),VLOOKUP($D198,'DER Output'!$S$18:$W$41,5,FALSE))","v":0.57498529407079435},{"$f":"IFERROR(IF(OR(C198=\"S\",C198=\"D\"),VLOOKUP(B198,'Seasonal Customer Count'!$B:$I,4,FALSE),IF(C198=\"W\",VLOOKUP(B198,'Seasonal Customer Count'!$B:$P,12,FALSE),\"Check\")),0)","v":2452},{"$f":"IFERROR(IF(OR(C198=\"S\",C198=\"D\"),VLOOKUP(B198,'Seasonal Customer Count'!$B:$P,5,FALSE),IF(C198=\"W\",VLOOKUP(B198,'Seasonal Customer Count'!$B:$P,13,FALSE),\"Check\")),0)","v":131},{"$f":"IFERROR(IF(OR(C198=\"S\",C198=\"D\"),VLOOKUP(B198,'Seasonal Customer Count'!$B:$P,6,FALSE),IF(C198=\"W\",VLOOKUP(B198,'Seasonal Customer Count'!$B:$P,14,FALSE),\"Check\")),0)","v":228},{"$f":"IFERROR(IF(OR(C198=\"S\",C198=\"D\"),VLOOKUP(B198,'Seasonal Customer Count'!$B:$P,7,FALSE),IF(C198=\"W\",VLOOKUP(B198,'Seasonal Customer Count'!$B:$P,15,FALSE),\"Check\")),0)","v":1},{"$f":"IFERROR(IF(OR(C198=\"S\",C198=\"D\"),VLOOKUP(B198,'Seasonal Customer Count'!$B:$P,8,FALSE),IF(C198=\"W\",VLOOKUP(B198,'Seasonal Customer Count'!$B:$P,16,FALSE),\"Check\")),0)","v":75},{"$f":"Summary!$D$8*(K198*'Average Project Size'!$F$6+L198*'Average Project Size'!$F$7+M198*'Average Project Size'!$F$8+N198*'Average Project Size'!$F$10+O198*'Average Project Size'!$F$9)/1000","v":0.19691872367394003},{"$f":"Summary!$D$8*(K198*F198*'Average Project Size'!$F$6+L198*G198*'Average Project Size'!$F$7+M198*H198*'Average Project Size'!$F$8+N198*I198*'Average Project Size'!$F$10+O198*J198*'Average Project Size'!$F$9)/1000","v":0.1132253702397059}]
[null,{"$f":"'Peak Identification'!B197","v":"CDWL T-231"},{"$f":"'Peak Identification'!D197","v":"S"},{"$f":"'Peak Identification'!E197","v":18},{"$f":"VLOOKUP($D199,'DER Output'!$S$17:$X$41,6,FALSE)","v":0.16032398020038169},{"$f":"IF($C199=\"S\",VLOOKUP($D199,'DER Output'!$S$18:$W$41,2,FALSE),VLOOKUP($D199,'DER Output'!$S$18:$W$41,3,FALSE))","v":0.17224423800777711},{"$f":"IF($C199=\"S\",VLOOKUP($D199,'DER Output'!$S$18:$W$41,4,FALSE),VLOOKUP($D199,'DER Output'!$S$18:$W$41,5,FALSE))","v":0.17224423800777711},{"$f":"IF($C199=\"S\",VLOOKUP($D199,'DER Output'!$S$18:$W$41,4,FALSE),VLOOKUP($D199,'DER Output'!$S$18:$W$41,5,FALSE))","v":0.17224423800777711},{"$f":"IF($C199=\"S\",VLOOKUP($D199,'DER Output'!$S$18:$W$41,4,FALSE),VLOOKUP($D199,'DER Output'!$S$18:$W$41,5,FALSE))","v":0.17224423800777711},{"$f":"IF($C199=\"S\",VLOOKUP($D199,'DER Output'!$S$18:$W$41,4,FALSE),VLOOKUP($D199,'DER Output'!$S$18:$W$41,5,FALSE))","v":0.17224423800777711},{"$f":"IFERROR(IF(OR(C199=\"S\",C199=\"D\"),VLOOKUP(B199,'Seasonal Customer Count'!$B:$I,4,FALSE),IF(C199=\"W\",VLOOKUP(B199,'Seasonal Customer Count'!$B:$P,12,FALSE),\"Check\")),0)","v":0},{"$f":"IFERROR(IF(OR(C199=\"S\",C199=\"D\"),VLOOKUP(B199,'Seasonal Customer Count'!$B:$P,5,FALSE),IF(C199=\"W\",VLOOKUP(B199,'Seasonal Customer Count'!$B:$P,13,FALSE),\"Check\")),0)","v":0},{"$f":"IFERROR(IF(OR(C199=\"S\",C199=\"D\"),VLOOKUP(B199,'Seasonal Customer Count'!$B:$P,6,FALSE),IF(C199=\"W\",VLOOKUP(B199,'Seasonal Customer Count'!$B:$P,14,FALSE),\"Check\")),0)","v":0},{"$f":"IFERROR(IF(OR(C199=\"S\",C199=\"D\"),VLOOKUP(B199,'Seasonal Customer Count'!$B:$P,7,FALSE),IF(C199=\"W\",VLOOKUP(B199,'Seasonal Customer Count'!$B:$P,15,FALSE),\"Check\")),0)","v":0},{"$f":"IFERROR(IF(OR(C199=\"S\",C199=\"D\"),VLOOKUP(B199,'Seasonal Customer Count'!$B:$P,8,FALSE),IF(C199=\"W\",VLOOKUP(B199,'Seasonal Customer Count'!$B:$P,16,FALSE),\"Check\")),0)","v":0},{"$f":"Summary!$D$8*(K199*'Average Project Size'!$F$6+L199*'Average Project Size'!$F$7+M199*'Average Project Size'!$F$8+N199*'Average Project Size'!$F$10+O199*'Average Project Size'!$F$9)/1000","v":0},{"$f":"Summary!$D$8*(K199*F199*'Average Project Size'!$F$6+L199*G199*'Average Project Size'!$F$7+M199*H199*'Average Project Size'!$F$8+N199*I199*'Average Project Size'!$F$10+O199*J199*'Average Project Size'!$F$9)/1000","v":0}]
[null,{"$f":"'Peak Identification'!B198","v":"CDWL T-232"},{"$f":"'Peak Identification'!D198","v":"S"},{"$f":"'Peak Identification'!E198","v":18},{"$f":"VLOOKUP($D200,'DER Output'!$S$17:$X$41,6,FALSE)","v":0.16032398020038169},{"$f":"IF($C200=\"S\",VLOOKUP($D200,'DER Output'!$S$18:$W$41,2,FALSE),VLOOKUP($D200,'DER Output'!$S$18:$W$41,3,FALSE))","v":0.17224423800777711},{"$f":"IF($C200=\"S\",VLOOKUP($D200,'DER Output'!$S$18:$W$41,4,FALSE),VLOOKUP($D200,'DER Output'!$S$18:$W$41,5,FALSE))","v":0.17224423800777711},{"$f":"IF($C200=\"S\",VLOOKUP($D200,'DER Output'!$S$18:$W$41,4,FALSE),VLOOKUP($D200,'DER Output'!$S$18:$W$41,5,FALSE))","v":0.17224423800777711},{"$f":"IF($C200=\"S\",VLOOKUP($D200,'DER Output'!$S$18:$W$41,4,FALSE),VLOOKUP($D200,'DER Output'!$S$18:$W$41,5,FALSE))","v":0.17224423800777711},{"$f":"IF($C200=\"S\",VLOOKUP($D200,'DER Output'!$S$18:$W$41,4,FALSE),VLOOKUP($D200,'DER Output'!$S$18:$W$41,5,FALSE))","v":0.17224423800777711},{"$f":"IFERROR(IF(OR(C200=\"S\",C200=\"D\"),VLOOKUP(B200,'Seasonal Customer Count'!$B:$I,4,FALSE),IF(C200=\"W\",VLOOKUP(B200,'Seasonal Customer Count'!$B:$P,12,FALSE),\"Check\")),0)","v":0},{"$f":"IFERROR(IF(OR(C200=\"S\",C200=\"D\"),VLOOKUP(B200,'Seasonal Customer Count'!$B:$P,5,FALSE),IF(C200=\"W\",VLOOKUP(B200,'Seasonal Customer Count'!$B:$P,13,FALSE),\"Check\")),0)","v":0},{"$f":"IFERROR(IF(OR(C200=\"S\",C200=\"D\"),VLOOKUP(B200,'Seasonal Customer Count'!$B:$P,6,FALSE),IF(C200=\"W\",VLOOKUP(B200,'Seasonal Customer Count'!$B:$P,14,FALSE),\"Check\")),0)","v":0},{"$f":"IFERROR(IF(OR(C200=\"S\",C200=\"D\"),VLOOKUP(B200,'Seasonal Customer Count'!$B:$P,7,FALSE),IF(C200=\"W\",VLOOKUP(B200,'Seasonal Customer Count'!$B:$P,15,FALSE),\"Check\")),0)","v":0},{"$f":"IFERROR(IF(OR(C200=\"S\",C200=\"D\"),VLOOKUP(B200,'Seasonal Customer Count'!$B:$P,8,FALSE),IF(C200=\"W\",VLOOKUP(B200,'Seasonal Customer Count'!$B:$P,16,FALSE),\"Check\")),0)","v":0},{"$f":"Summary!$D$8*(K200*'Average Project Size'!$F$6+L200*'Average Project Size'!$F$7+M200*'Average Project Size'!$F$8+N200*'Average Project Size'!$F$10+O200*'Average Project Size'!$F$9)/1000","v":0},{"$f":"Summary!$D$8*(K200*F200*'Average Project Size'!$F$6+L200*G200*'Average Project Size'!$F$7+M200*H200*'Average Project Size'!$F$8+N200*I200*'Average Project Size'!$F$10+O200*J200*'Average Project Size'!$F$9)/1000","v":0}]
[null,{"$f":"'Peak Identification'!B199","v":"CHUT11"},{"$f":"'Peak Identification'!D199","v":"S"},{"$f":"'Peak Identification'!E199","v":18},{"$f":"VLOOKUP($D201,'DER Output'!$S$17:$X$41,6,FALSE)","v":0.16032398020038169},{"$f":"IF($C201=\"S\",VLOOKUP($D201,'DER Output'!$S$18:$W$41,2,FALSE),VLOOKUP($D201,'DER Output'!$S$18:$W$41,3,FALSE))","v":0.17224423800777711},{"$f":"IF($C201=\"S\",VLOOKUP($D201,'DER Output'!$S$18:$W$41,4,FALSE),VLOOKUP($D201,'DER Output'!$S$18:$W$41,5,FALSE))","v":0.17224423800777711},{"$f":"IF($C201=\"S\",VLOOKUP($D201,'DER Output'!$S$18:$W$41,4,FALSE),VLOOKUP($D201,'DER Output'!$S$18:$W$41,5,FALSE))","v":0.17224423800777711},{"$f":"IF($C201=\"S\",VLOOKUP($D201,'DER Output'!$S$18:$W$41,4,FALSE),VLOOKUP($D201,'DER Output'!$S$18:$W$41,5,FALSE))","v":0.17224423800777711},{"$f":"IF($C201=\"S\",VLOOKUP($D201,'DER Output'!$S$18:$W$41,4,FALSE),VLOOKUP($D201,'DER Output'!$S$18:$W$41,5,FALSE))","v":0.17224423800777711},{"$f":"IFERROR(IF(OR(C201=\"S\",C201=\"D\"),VLOOKUP(B201,'Seasonal Customer Count'!$B:$I,4,FALSE),IF(C201=\"W\",VLOOKUP(B201,'Seasonal Customer Count'!$B:$P,12,FALSE),\"Check\")),0)","v":974},{"$f":"IFERROR(IF(OR(C201=\"S\",C201=\"D\"),VLOOKUP(B201,'Seasonal Customer Count'!$B:$P,5,FALSE),IF(C201=\"W\",VLOOKUP(B201,'Seasonal Customer Count'!$B:$P,13,FALSE),\"Check\")),0)","v":17},{"$f":"IFERROR(IF(OR(C201=\"S\",C201=\"D\"),VLOOKUP(B201,'Seasonal Customer Count'!$B:$P,6,FALSE),IF(C201=\"W\",VLOOKUP(B201,'Seasonal Customer Count'!$B:$P,14,FALSE),\"Check\")),0)","v":14},{"$f":"IFERROR(IF(OR(C201=\"S\",C201=\"D\"),VLOOKUP(B201,'Seasonal Customer Count'!$B:$P,7,FALSE),IF(C201=\"W\",VLOOKUP(B201,'Seasonal Customer Count'!$B:$P,15,FALSE),\"Check\")),0)","v":1},{"$f":"IFERROR(IF(OR(C201=\"S\",C201=\"D\"),VLOOKUP(B201,'Seasonal Customer Count'!$B:$P,8,FALSE),IF(C201=\"W\",VLOOKUP(B201,'Seasonal Customer Count'!$B:$P,16,FALSE),\"Check\")),0)","v":5},{"$f":"Summary!$D$8*(K201*'Average Project Size'!$F$6+L201*'Average Project Size'!$F$7+M201*'Average Project Size'!$F$8+N201*'Average Project Size'!$F$10+O201*'Average Project Size'!$F$9)/1000","v":4.8484256092766291E-2},{"$f":"Summary!$D$8*(K201*F201*'Average Project Size'!$F$6+L201*G201*'Average Project Size'!$F$7+M201*H201*'Average Project Size'!$F$8+N201*I201*'Average Project Size'!$F$10+O201*J201*'Average Project Size'!$F$9)/1000","v":8.3511337460724522E-3}]
[null,{"$f":"'Peak Identification'!B200","v":"CHUT12"},{"$f":"'Peak Identification'!D200","v":"S"},{"$f":"'Peak Identification'!E200","v":18},{"$f":"VLOOKUP($D202,'DER Output'!$S$17:$X$41,6,FALSE)","v":0.16032398020038169},{"$f":"IF($C202=\"S\",VLOOKUP($D202,'DER Output'!$S$18:$W$41,2,FALSE),VLOOKUP($D202,'DER Output'!$S$18:$W$41,3,FALSE))","v":0.17224423800777711},{"$f":"IF($C202=\"S\",VLOOKUP($D202,'DER Output'!$S$18:$W$41,4,FALSE),VLOOKUP($D202,'DER Output'!$S$18:$W$41,5,FALSE))","v":0.17224423800777711},{"$f":"IF($C202=\"S\",VLOOKUP($D202,'DER Output'!$S$18:$W$41,4,FALSE),VLOOKUP($D202,'DER Output'!$S$18:$W$41,5,FALSE))","v":0.17224423800777711},{"$f":"IF($C202=\"S\",VLOOKUP($D202,'DER Output'!$S$18:$W$41,4,FALSE),VLOOKUP($D202,'DER Output'!$S$18:$W$41,5,FALSE))","v":0.17224423800777711},{"$f":"IF($C202=\"S\",VLOOKUP($D202,'DER Output'!$S$18:$W$41,4,FALSE),VLOOKUP($D202,'DER Output'!$S$18:$W$41,5,FALSE))","v":0.17224423800777711},{"$f":"IFERROR(IF(OR(C202=\"S\",C202=\"D\"),VLOOKUP(B202,'Seasonal Customer Count'!$B:$I,4,FALSE),IF(C202=\"W\",VLOOKUP(B202,'Seasonal Customer Count'!$B:$P,12,FALSE),\"Check\")),0)","v":1183},{"$f":"IFERROR(IF(OR(C202=\"S\",C202=\"D\"),VLOOKUP(B202,'Seasonal Customer Count'!$B:$P,5,FALSE),IF(C202=\"W\",VLOOKUP(B202,'Seasonal Customer Count'!$B:$P,13,FALSE),\"Check\")),0)","v":29},{"$f":"IFERROR(IF(OR(C202=\"S\",C202=\"D\"),VLOOKUP(B202,'Seasonal Customer Count'!$B:$P,6,FALSE),IF(C202=\"W\",VLOOKUP(B202,'Seasonal Customer Count'!$B:$P,14,FALSE),\"Check\")),0)","v":48},{"$f":"IFERROR(IF(OR(C202=\"S\",C202=\"D\"),VLOOKUP(B202,'Seasonal Customer Count'!$B:$P,7,FALSE),IF(C202=\"W\",VLOOKUP(B202,'Seasonal Customer Count'!$B:$P,15,FALSE),\"Check\")),0)","v":1},{"$f":"IFERROR(IF(OR(C202=\"S\",C202=\"D\"),VLOOKUP(B202,'Seasonal Customer Count'!$B:$P,8,FALSE),IF(C202=\"W\",VLOOKUP(B202,'Seasonal Customer Count'!$B:$P,16,FALSE),\"Check\")),0)","v":0},{"$f":"Summary!$D$8*(K202*'Average Project Size'!$F$6+L202*'Average Project Size'!$F$7+M202*'Average Project Size'!$F$8+N202*'Average Project Size'!$F$10+O202*'Average Project Size'!$F$9)/1000","v":6.0338885899951296E-2},{"$f":"Summary!$D$8*(K202*F202*'Average Project Size'!$F$6+L202*G202*'Average Project Size'!$F$7+M202*H202*'Average Project Size'!$F$8+N202*I202*'Average Project Size'!$F$10+O202*J202*'Average Project Size'!$F$9)/1000","v":1.0393025424075317E-2}]
[null,{"$f":"'Peak Identification'!B201","v":"CHUT13"},{"$f":"'Peak Identification'!D201","v":"S"},{"$f":"'Peak Identification'!E201","v":19},{"$f":"VLOOKUP($D203,'DER Output'!$S$17:$X$41,6,FALSE)","v":0.11066797934994306},{"$f":"IF($C203=\"S\",VLOOKUP($D203,'DER Output'!$S$18:$W$41,2,FALSE),VLOOKUP($D203,'DER Output'!$S$18:$W$41,3,FALSE))","v":7.5840560103576066E-2},{"$f":"IF($C203=\"S\",VLOOKUP($D203,'DER Output'!$S$18:$W$41,4,FALSE),VLOOKUP($D203,'DER Output'!$S$18:$W$41,5,FALSE))","v":7.5840560103576066E-2},{"$f":"IF($C203=\"S\",VLOOKUP($D203,'DER Output'!$S$18:$W$41,4,FALSE),VLOOKUP($D203,'DER Output'!$S$18:$W$41,5,FALSE))","v":7.5840560103576066E-2},{"$f":"IF($C203=\"S\",VLOOKUP($D203,'DER Output'!$S$18:$W$41,4,FALSE),VLOOKUP($D203,'DER Output'!$S$18:$W$41,5,FALSE))","v":7.5840560103576066E-2},{"$f":"IF($C203=\"S\",VLOOKUP($D203,'DER Output'!$S$18:$W$41,4,FALSE),VLOOKUP($D203,'DER Output'!$S$18:$W$41,5,FALSE))","v":7.5840560103576066E-2},{"$f":"IFERROR(IF(OR(C203=\"S\",C203=\"D\"),VLOOKUP(B203,'Seasonal Customer Count'!$B:$I,4,FALSE),IF(C203=\"W\",VLOOKUP(B203,'Seasonal Customer Count'!$B:$P,12,FALSE),\"Check\")),0)","v":1032},{"$f":"IFERROR(IF(OR(C203=\"S\",C203=\"D\"),VLOOKUP(B203,'Seasonal Customer Count'!$B:$P,5,FALSE),IF(C203=\"W\",VLOOKUP(B203,'Seasonal Customer Count'!$B:$P,13,FALSE),\"Check\")),0)","v":24},{"$f":"IFERROR(IF(OR(C203=\"S\",C203=\"D\"),VLOOKUP(B203,'Seasonal Customer Count'!$B:$P,6,FALSE),IF(C203=\"W\",VLOOKUP(B203,'Seasonal Customer Count'!$B:$P,14,FALSE),\"Check\")),0)","v":32},{"$f":"IFERROR(IF(OR(C203=\"S\",C203=\"D\"),VLOOKUP(B203,'Seasonal Customer Count'!$B:$P,7,FALSE),IF(C203=\"W\",VLOOKUP(B203,'Seasonal Customer Count'!$B:$P,15,FALSE),\"Check\")),0)","v":0},{"$f":"IFERROR(IF(OR(C203=\"S\",C203=\"D\"),VLOOKUP(B203,'Seasonal Customer Count'!$B:$P,8,FALSE),IF(C203=\"W\",VLOOKUP(B203,'Seasonal Customer Count'!$B:$P,16,FALSE),\"Check\")),0)","v":1},{"$f":"Summary!$D$8*(K203*'Average Project Size'!$F$6+L203*'Average Project Size'!$F$7+M203*'Average Project Size'!$F$8+N203*'Average Project Size'!$F$10+O203*'Average Project Size'!$F$9)/1000","v":4.8919092997221428E-2},{"$f":"Summary!$D$8*(K203*F203*'Average Project Size'!$F$6+L203*G203*'Average Project Size'!$F$7+M203*H203*'Average Project Size'!$F$8+N203*I203*'Average Project Size'!$F$10+O203*J203*'Average Project Size'!$F$9)/1000","v":3.710051412668198E-3}]
[null,{"$f":"'Peak Identification'!B202","v":"CHUT14"},{"$f":"'Peak Identification'!D202","v":"S"},{"$f":"'Peak Identification'!E202","v":17},{"$f":"VLOOKUP($D204,'DER Output'!$S$17:$X$41,6,FALSE)","v":0.19174838710475617},{"$f":"IF($C204=\"S\",VLOOKUP($D204,'DER Output'!$S$18:$W$41,2,FALSE),VLOOKUP($D204,'DER Output'!$S$18:$W$41,3,FALSE))","v":0.30300399777640191},{"$f":"IF($C204=\"S\",VLOOKUP($D204,'DER Output'!$S$18:$W$41,4,FALSE),VLOOKUP($D204,'DER Output'!$S$18:$W$41,5,FALSE))","v":0.30300399777640191},{"$f":"IF($C204=\"S\",VLOOKUP($D204,'DER Output'!$S$18:$W$41,4,FALSE),VLOOKUP($D204,'DER Output'!$S$18:$W$41,5,FALSE))","v":0.30300399777640191},{"$f":"IF($C204=\"S\",VLOOKUP($D204,'DER Output'!$S$18:$W$41,4,FALSE),VLOOKUP($D204,'DER Output'!$S$18:$W$41,5,FALSE))","v":0.30300399777640191},{"$f":"IF($C204=\"S\",VLOOKUP($D204,'DER Output'!$S$18:$W$41,4,FALSE),VLOOKUP($D204,'DER Output'!$S$18:$W$41,5,FALSE))","v":0.30300399777640191},{"$f":"IFERROR(IF(OR(C204=\"S\",C204=\"D\"),VLOOKUP(B204,'Seasonal Customer Count'!$B:$I,4,FALSE),IF(C204=\"W\",VLOOKUP(B204,'Seasonal Customer Count'!$B:$P,12,FALSE),\"Check\")),0)","v":27},{"$f":"IFERROR(IF(OR(C204=\"S\",C204=\"D\"),VLOOKUP(B204,'Seasonal Customer Count'!$B:$P,5,FALSE),IF(C204=\"W\",VLOOKUP(B204,'Seasonal Customer Count'!$B:$P,13,FALSE),\"Check\")),0)","v":5},{"$f":"IFERROR(IF(OR(C204=\"S\",C204=\"D\"),VLOOKUP(B204,'Seasonal Customer Count'!$B:$P,6,FALSE),IF(C204=\"W\",VLOOKUP(B204,'Seasonal Customer Count'!$B:$P,14,FALSE),\"Check\")),0)","v":6},{"$f":"IFERROR(IF(OR(C204=\"S\",C204=\"D\"),VLOOKUP(B204,'Seasonal Customer Count'!$B:$P,7,FALSE),IF(C204=\"W\",VLOOKUP(B204,'Seasonal Customer Count'!$B:$P,15,FALSE),\"Check\")),0)","v":0},{"$f":"IFERROR(IF(OR(C204=\"S\",C204=\"D\"),VLOOKUP(B204,'Seasonal Customer Count'!$B:$P,8,FALSE),IF(C204=\"W\",VLOOKUP(B204,'Seasonal Customer Count'!$B:$P,16,FALSE),\"Check\")),0)","v":0},{"$f":"Summary!$D$8*(K204*'Average Project Size'!$F$6+L204*'Average Project Size'!$F$7+M204*'Average Project Size'!$F$8+N204*'Average Project Size'!$F$10+O204*'Average Project Size'!$F$9)/1000","v":2.4718091480996668E-3},{"$f":"Summary!$D$8*(K204*F204*'Average Project Size'!$F$6+L204*G204*'Average Project Size'!$F$7+M204*H204*'Average Project Size'!$F$8+N204*I204*'Average Project Size'!$F$10+O204*J204*'Average Project Size'!$F$9)/1000","v":7.4896805361448148E-4}]
[null,{"$f":"'Peak Identification'!B203","v":"CHUT15"},{"$f":"'Peak Identification'!D203","v":"S"},{"$f":"'Peak Identification'!E203","v":16},{"$f":"VLOOKUP($D205,'DER Output'!$S$17:$X$41,6,FALSE)","v":0.22644022312513051},{"$f":"IF($C205=\"S\",VLOOKUP($D205,'DER Output'!$S$18:$W$41,2,FALSE),VLOOKUP($D205,'DER Output'!$S$18:$W$41,3,FALSE))","v":0.44781407722569133},{"$f":"IF($C205=\"S\",VLOOKUP($D205,'DER Output'!$S$18:$W$41,4,FALSE),VLOOKUP($D205,'DER Output'!$S$18:$W$41,5,FALSE))","v":0.44781407722569133},{"$f":"IF($C205=\"S\",VLOOKUP($D205,'DER Output'!$S$18:$W$41,4,FALSE),VLOOKUP($D205,'DER Output'!$S$18:$W$41,5,FALSE))","v":0.44781407722569133},{"$f":"IF($C205=\"S\",VLOOKUP($D205,'DER Output'!$S$18:$W$41,4,FALSE),VLOOKUP($D205,'DER Output'!$S$18:$W$41,5,FALSE))","v":0.44781407722569133},{"$f":"IF($C205=\"S\",VLOOKUP($D205,'DER Output'!$S$18:$W$41,4,FALSE),VLOOKUP($D205,'DER Output'!$S$18:$W$41,5,FALSE))","v":0.44781407722569133},{"$f":"IFERROR(IF(OR(C205=\"S\",C205=\"D\"),VLOOKUP(B205,'Seasonal Customer Count'!$B:$I,4,FALSE),IF(C205=\"W\",VLOOKUP(B205,'Seasonal Customer Count'!$B:$P,12,FALSE),\"Check\")),0)","v":494},{"$f":"IFERROR(IF(OR(C205=\"S\",C205=\"D\"),VLOOKUP(B205,'Seasonal Customer Count'!$B:$P,5,FALSE),IF(C205=\"W\",VLOOKUP(B205,'Seasonal Customer Count'!$B:$P,13,FALSE),\"Check\")),0)","v":19},{"$f":"IFERROR(IF(OR(C205=\"S\",C205=\"D\"),VLOOKUP(B205,'Seasonal Customer Count'!$B:$P,6,FALSE),IF(C205=\"W\",VLOOKUP(B205,'Seasonal Customer Count'!$B:$P,14,FALSE),\"Check\")),0)","v":38},{"$f":"IFERROR(IF(OR(C205=\"S\",C205=\"D\"),VLOOKUP(B205,'Seasonal Customer Count'!$B:$P,7,FALSE),IF(C205=\"W\",VLOOKUP(B205,'Seasonal Customer Count'!$B:$P,15,FALSE),\"Check\")),0)","v":1},{"$f":"IFERROR(IF(OR(C205=\"S\",C205=\"D\"),VLOOKUP(B205,'Seasonal Customer Count'!$B:$P,8,FALSE),IF(C205=\"W\",VLOOKUP(B205,'Seasonal Customer Count'!$B:$P,16,FALSE),\"Check\")),0)","v":0},{"$f":"Summary!$D$8*(K205*'Average Project Size'!$F$6+L205*'Average Project Size'!$F$7+M205*'Average Project Size'!$F$8+N205*'Average Project Size'!$F$10+O205*'Average Project Size'!$F$9)/1000","v":3.0499646532779309E-2},{"$f":"Summary!$D$8*(K205*F205*'Average Project Size'!$F$6+L205*G205*'Average Project Size'!$F$7+M205*H205*'Average Project Size'!$F$8+N205*I205*'Average Project Size'!$F$10+O205*J205*'Average Project Size'!$F$9)/1000","v":1.3658171067786324E-2}]
[null,{"$f":"'Peak Identification'!B204","v":"CHUT16"},{"$f":"'Peak Identification'!D204","v":"S"},{"$f":"'Peak Identification'!E204","v":18},{"$f":"VLOOKUP($D206,'DER Output'!$S$17:$X$41,6,FALSE)","v":0.16032398020038169},{"$f":"IF($C206=\"S\",VLOOKUP($D206,'DER Output'!$S$18:$W$41,2,FALSE),VLOOKUP($D206,'DER Output'!$S$18:$W$41,3,FALSE))","v":0.17224423800777711},{"$f":"IF($C206=\"S\",VLOOKUP($D206,'DER Output'!$S$18:$W$41,4,FALSE),VLOOKUP($D206,'DER Output'!$S$18:$W$41,5,FALSE))","v":0.17224423800777711},{"$f":"IF($C206=\"S\",VLOOKUP($D206,'DER Output'!$S$18:$W$41,4,FALSE),VLOOKUP($D206,'DER Output'!$S$18:$W$41,5,FALSE))","v":0.17224423800777711},{"$f":"IF($C206=\"S\",VLOOKUP($D206,'DER Output'!$S$18:$W$41,4,FALSE),VLOOKUP($D206,'DER Output'!$S$18:$W$41,5,FALSE))","v":0.17224423800777711},{"$f":"IF($C206=\"S\",VLOOKUP($D206,'DER Output'!$S$18:$W$41,4,FALSE),VLOOKUP($D206,'DER Output'!$S$18:$W$41,5,FALSE))","v":0.17224423800777711},{"$f":"IFERROR(IF(OR(C206=\"S\",C206=\"D\"),VLOOKUP(B206,'Seasonal Customer Count'!$B:$I,4,FALSE),IF(C206=\"W\",VLOOKUP(B206,'Seasonal Customer Count'!$B:$P,12,FALSE),\"Check\")),0)","v":772},{"$f":"IFERROR(IF(OR(C206=\"S\",C206=\"D\"),VLOOKUP(B206,'Seasonal Customer Count'!$B:$P,5,FALSE),IF(C206=\"W\",VLOOKUP(B206,'Seasonal Customer Count'!$B:$P,13,FALSE),\"Check\")),0)","v":7},{"$f":"IFERROR(IF(OR(C206=\"S\",C206=\"D\"),VLOOKUP(B206,'Seasonal Customer Count'!$B:$P,6,FALSE),IF(C206=\"W\",VLOOKUP(B206,'Seasonal Customer Count'!$B:$P,14,FALSE),\"Check\")),0)","v":2},{"$f":"IFERROR(IF(OR(C206=\"S\",C206=\"D\"),VLOOKUP(B206,'Seasonal Customer Count'!$B:$P,7,FALSE),IF(C206=\"W\",VLOOKUP(B206,'Seasonal Customer Count'!$B:$P,15,FALSE),\"Check\")),0)","v":1},{"$f":"IFERROR(IF(OR(C206=\"S\",C206=\"D\"),VLOOKUP(B206,'Seasonal Customer Count'!$B:$P,8,FALSE),IF(C206=\"W\",VLOOKUP(B206,'Seasonal Customer Count'!$B:$P,16,FALSE),\"Check\")),0)","v":0},{"$f":"Summary!$D$8*(K206*'Average Project Size'!$F$6+L206*'Average Project Size'!$F$7+M206*'Average Project Size'!$F$8+N206*'Average Project Size'!$F$10+O206*'Average Project Size'!$F$9)/1000","v":3.4477881375579271E-2},{"$f":"Summary!$D$8*(K206*F206*'Average Project Size'!$F$6+L206*G206*'Average Project Size'!$F$7+M206*H206*'Average Project Size'!$F$8+N206*I206*'Average Project Size'!$F$10+O206*J206*'Average Project Size'!$F$9)/1000","v":5.9386164056591823E-3}]
[null,{"$f":"'Peak Identification'!B205","v":"CHUT17"},{"$f":"'Peak Identification'!D205","v":"S"},{"$f":"'Peak Identification'!E205","v":17},{"$f":"VLOOKUP($D207,'DER Output'!$S$17:$X$41,6,FALSE)","v":0.19174838710475617},{"$f":"IF($C207=\"S\",VLOOKUP($D207,'DER Output'!$S$18:$W$41,2,FALSE),VLOOKUP($D207,'DER Output'!$S$18:$W$41,3,FALSE))","v":0.30300399777640191},{"$f":"IF($C207=\"S\",VLOOKUP($D207,'DER Output'!$S$18:$W$41,4,FALSE),VLOOKUP($D207,'DER Output'!$S$18:$W$41,5,FALSE))","v":0.30300399777640191},{"$f":"IF($C207=\"S\",VLOOKUP($D207,'DER Output'!$S$18:$W$41,4,FALSE),VLOOKUP($D207,'DER Output'!$S$18:$W$41,5,FALSE))","v":0.30300399777640191},{"$f":"IF($C207=\"S\",VLOOKUP($D207,'DER Output'!$S$18:$W$41,4,FALSE),VLOOKUP($D207,'DER Output'!$S$18:$W$41,5,FALSE))","v":0.30300399777640191},{"$f":"IF($C207=\"S\",VLOOKUP($D207,'DER Output'!$S$18:$W$41,4,FALSE),VLOOKUP($D207,'DER Output'!$S$18:$W$41,5,FALSE))","v":0.30300399777640191},{"$f":"IFERROR(IF(OR(C207=\"S\",C207=\"D\"),VLOOKUP(B207,'Seasonal Customer Count'!$B:$I,4,FALSE),IF(C207=\"W\",VLOOKUP(B207,'Seasonal Customer Count'!$B:$P,12,FALSE),\"Check\")),0)","v":87},{"$f":"IFERROR(IF(OR(C207=\"S\",C207=\"D\"),VLOOKUP(B207,'Seasonal Customer Count'!$B:$P,5,FALSE),IF(C207=\"W\",VLOOKUP(B207,'Seasonal Customer Count'!$B:$P,13,FALSE),\"Check\")),0)","v":1},{"$f":"IFERROR(IF(OR(C207=\"S\",C207=\"D\"),VLOOKUP(B207,'Seasonal Customer Count'!$B:$P,6,FALSE),IF(C207=\"W\",VLOOKUP(B207,'Seasonal Customer Count'!$B:$P,14,FALSE),\"Check\")),0)","v":3},{"$f":"IFERROR(IF(OR(C207=\"S\",C207=\"D\"),VLOOKUP(B207,'Seasonal Customer Count'!$B:$P,7,FALSE),IF(C207=\"W\",VLOOKUP(B207,'Seasonal Customer Count'!$B:$P,15,FALSE),\"Check\")),0)","v":0},{"$f":"IFERROR(IF(OR(C207=\"S\",C207=\"D\"),VLOOKUP(B207,'Seasonal Customer Count'!$B:$P,8,FALSE),IF(C207=\"W\",VLOOKUP(B207,'Seasonal Customer Count'!$B:$P,16,FALSE),\"Check\")),0)","v":0},{"$f":"Summary!$D$8*(K207*'Average Project Size'!$F$6+L207*'Average Project Size'!$F$7+M207*'Average Project Size'!$F$8+N207*'Average Project Size'!$F$10+O207*'Average Project Size'!$F$9)/1000","v":4.0473168031147262E-3},{"$f":"Summary!$D$8*(K207*F207*'Average Project Size'!$F$6+L207*G207*'Average Project Size'!$F$7+M207*H207*'Average Project Size'!$F$8+N207*I207*'Average Project Size'!$F$10+O207*J207*'Average Project Size'!$F$9)/1000","v":1.2263531716113685E-3}]
[null,{"$f":"'Peak Identification'!B206","v":"CHUT18"},{"$f":"'Peak Identification'!D206","v":"S"},{"$f":"'Peak Identification'!E206","v":18},{"$f":"VLOOKUP($D208,'DER Output'!$S$17:$X$41,6,FALSE)","v":0.16032398020038169},{"$f":"IF($C208=\"S\",VLOOKUP($D208,'DER Output'!$S$18:$W$41,2,FALSE),VLOOKUP($D208,'DER Output'!$S$18:$W$41,3,FALSE))","v":0.17224423800777711},{"$f":"IF($C208=\"S\",VLOOKUP($D208,'DER Output'!$S$18:$W$41,4,FALSE),VLOOKUP($D208,'DER Output'!$S$18:$W$41,5,FALSE))","v":0.17224423800777711},{"$f":"IF($C208=\"S\",VLOOKUP($D208,'DER Output'!$S$18:$W$41,4,FALSE),VLOOKUP($D208,'DER Output'!$S$18:$W$41,5,FALSE))","v":0.17224423800777711},{"$f":"IF($C208=\"S\",VLOOKUP($D208,'DER Output'!$S$18:$W$41,4,FALSE),VLOOKUP($D208,'DER Output'!$S$18:$W$41,5,FALSE))","v":0.17224423800777711},{"$f":"IF($C208=\"S\",VLOOKUP($D208,'DER Output'!$S$18:$W$41,4,FALSE),VLOOKUP($D208,'DER Output'!$S$18:$W$41,5,FALSE))","v":0.17224423800777711},{"$f":"IFERROR(IF(OR(C208=\"S\",C208=\"D\"),VLOOKUP(B208,'Seasonal Customer Count'!$B:$I,4,FALSE),IF(C208=\"W\",VLOOKUP(B208,'Seasonal Customer Count'!$B:$P,12,FALSE),\"Check\")),0)","v":1118},{"$f":"IFERROR(IF(OR(C208=\"S\",C208=\"D\"),VLOOKUP(B208,'Seasonal Customer Count'!$B:$P,5,FALSE),IF(C208=\"W\",VLOOKUP(B208,'Seasonal Customer Count'!$B:$P,13,FALSE),\"Check\")),0)","v":34},{"$f":"IFERROR(IF(OR(C208=\"S\",C208=\"D\"),VLOOKUP(B208,'Seasonal Customer Count'!$B:$P,6,FALSE),IF(C208=\"W\",VLOOKUP(B208,'Seasonal Customer Count'!$B:$P,14,FALSE),\"Check\")),0)","v":30},{"$f":"IFERROR(IF(OR(C208=\"S\",C208=\"D\"),VLOOKUP(B208,'Seasonal Customer Count'!$B:$P,7,FALSE),IF(C208=\"W\",VLOOKUP(B208,'Seasonal Customer Count'!$B:$P,15,FALSE),\"Check\")),0)","v":1},{"$f":"IFERROR(IF(OR(C208=\"S\",C208=\"D\"),VLOOKUP(B208,'Seasonal Customer Count'!$B:$P,8,FALSE),IF(C208=\"W\",VLOOKUP(B208,'Seasonal Customer Count'!$B:$P,16,FALSE),\"Check\")),0)","v":1},{"$f":"Summary!$D$8*(K208*'Average Project Size'!$F$6+L208*'Average Project Size'!$F$7+M208*'Average Project Size'!$F$8+N208*'Average Project Size'!$F$10+O208*'Average Project Size'!$F$9)/1000","v":5.5662381472168718E-2},{"$f":"Summary!$D$8*(K208*F208*'Average Project Size'!$F$6+L208*G208*'Average Project Size'!$F$7+M208*H208*'Average Project Size'!$F$8+N208*I208*'Average Project Size'!$F$10+O208*J208*'Average Project Size'!$F$9)/1000","v":9.5875244823719116E-3}]
[null,{"$f":"'Peak Identification'!B207","v":"CHUT T-131"},{"$f":"'Peak Identification'!D207","v":"S"},{"$f":"'Peak Identification'!E207","v":18},{"$f":"VLOOKUP($D209,'DER Output'!$S$17:$X$41,6,FALSE)","v":0.16032398020038169},{"$f":"IF($C209=\"S\",VLOOKUP($D209,'DER Output'!$S$18:$W$41,2,FALSE),VLOOKUP($D209,'DER Output'!$S$18:$W$41,3,FALSE))","v":0.17224423800777711},{"$f":"IF($C209=\"S\",VLOOKUP($D209,'DER Output'!$S$18:$W$41,4,FALSE),VLOOKUP($D209,'DER Output'!$S$18:$W$41,5,FALSE))","v":0.17224423800777711},{"$f":"IF($C209=\"S\",VLOOKUP($D209,'DER Output'!$S$18:$W$41,4,FALSE),VLOOKUP($D209,'DER Output'!$S$18:$W$41,5,FALSE))","v":0.17224423800777711},{"$f":"IF($C209=\"S\",VLOOKUP($D209,'DER Output'!$S$18:$W$41,4,FALSE),VLOOKUP($D209,'DER Output'!$S$18:$W$41,5,FALSE))","v":0.17224423800777711},{"$f":"IF($C209=\"S\",VLOOKUP($D209,'DER Output'!$S$18:$W$41,4,FALSE),VLOOKUP($D209,'DER Output'!$S$18:$W$41,5,FALSE))","v":0.17224423800777711},{"$f":"IFERROR(IF(OR(C209=\"S\",C209=\"D\"),VLOOKUP(B209,'Seasonal Customer Count'!$B:$I,4,FALSE),IF(C209=\"W\",VLOOKUP(B209,'Seasonal Customer Count'!$B:$P,12,FALSE),\"Check\")),0)","v":2411},{"$f":"IFERROR(IF(OR(C209=\"S\",C209=\"D\"),VLOOKUP(B209,'Seasonal Customer Count'!$B:$P,5,FALSE),IF(C209=\"W\",VLOOKUP(B209,'Seasonal Customer Count'!$B:$P,13,FALSE),\"Check\")),0)","v":65},{"$f":"IFERROR(IF(OR(C209=\"S\",C209=\"D\"),VLOOKUP(B209,'Seasonal Customer Count'!$B:$P,6,FALSE),IF(C209=\"W\",VLOOKUP(B209,'Seasonal Customer Count'!$B:$P,14,FALSE),\"Check\")),0)","v":76},{"$f":"IFERROR(IF(OR(C209=\"S\",C209=\"D\"),VLOOKUP(B209,'Seasonal Customer Count'!$B:$P,7,FALSE),IF(C209=\"W\",VLOOKUP(B209,'Seasonal Customer Count'!$B:$P,15,FALSE),\"Check\")),0)","v":3},{"$f":"IFERROR(IF(OR(C209=\"S\",C209=\"D\"),VLOOKUP(B209,'Seasonal Customer Count'!$B:$P,8,FALSE),IF(C209=\"W\",VLOOKUP(B209,'Seasonal Customer Count'!$B:$P,16,FALSE),\"Check\")),0)","v":1},{"$f":"Summary!$D$8*(K209*'Average Project Size'!$F$6+L209*'Average Project Size'!$F$7+M209*'Average Project Size'!$F$8+N209*'Average Project Size'!$F$10+O209*'Average Project Size'!$F$9)/1000","v":0.12311171852862697},{"$f":"Summary!$D$8*(K209*F209*'Average Project Size'!$F$6+L209*G209*'Average Project Size'!$F$7+M209*H209*'Average Project Size'!$F$8+N209*I209*'Average Project Size'!$F$10+O209*J209*'Average Project Size'!$F$9)/1000","v":2.1205284147791284E-2}]
[null,{"$f":"'Peak Identification'!B208","v":"CHUT T-132"},{"$f":"'Peak Identification'!D208","v":"S"},{"$f":"'Peak Identification'!E208","v":18},{"$f":"VLOOKUP($D210,'DER Output'!$S$17:$X$41,6,FALSE)","v":0.16032398020038169},{"$f":"IF($C210=\"S\",VLOOKUP($D210,'DER Output'!$S$18:$W$41,2,FALSE),VLOOKUP($D210,'DER Output'!$S$18:$W$41,3,FALSE))","v":0.17224423800777711},{"$f":"IF($C210=\"S\",VLOOKUP($D210,'DER Output'!$S$18:$W$41,4,FALSE),VLOOKUP($D210,'DER Output'!$S$18:$W$41,5,FALSE))","v":0.17224423800777711},{"$f":"IF($C210=\"S\",VLOOKUP($D210,'DER Output'!$S$18:$W$41,4,FALSE),VLOOKUP($D210,'DER Output'!$S$18:$W$41,5,FALSE))","v":0.17224423800777711},{"$f":"IF($C210=\"S\",VLOOKUP($D210,'DER Output'!$S$18:$W$41,4,FALSE),VLOOKUP($D210,'DER Output'!$S$18:$W$41,5,FALSE))","v":0.17224423800777711},{"$f":"IF($C210=\"S\",VLOOKUP($D210,'DER Output'!$S$18:$W$41,4,FALSE),VLOOKUP($D210,'DER Output'!$S$18:$W$41,5,FALSE))","v":0.17224423800777711},{"$f":"IFERROR(IF(OR(C210=\"S\",C210=\"D\"),VLOOKUP(B210,'Seasonal Customer Count'!$B:$I,4,FALSE),IF(C210=\"W\",VLOOKUP(B210,'Seasonal Customer Count'!$B:$P,12,FALSE),\"Check\")),0)","v":3276},{"$f":"IFERROR(IF(OR(C210=\"S\",C210=\"D\"),VLOOKUP(B210,'Seasonal Customer Count'!$B:$P,5,FALSE),IF(C210=\"W\",VLOOKUP(B210,'Seasonal Customer Count'!$B:$P,13,FALSE),\"Check\")),0)","v":71},{"$f":"IFERROR(IF(OR(C210=\"S\",C210=\"D\"),VLOOKUP(B210,'Seasonal Customer Count'!$B:$P,6,FALSE),IF(C210=\"W\",VLOOKUP(B210,'Seasonal Customer Count'!$B:$P,14,FALSE),\"Check\")),0)","v":97},{"$f":"IFERROR(IF(OR(C210=\"S\",C210=\"D\"),VLOOKUP(B210,'Seasonal Customer Count'!$B:$P,7,FALSE),IF(C210=\"W\",VLOOKUP(B210,'Seasonal Customer Count'!$B:$P,15,FALSE),\"Check\")),0)","v":2},{"$f":"IFERROR(IF(OR(C210=\"S\",C210=\"D\"),VLOOKUP(B210,'Seasonal Customer Count'!$B:$P,8,FALSE),IF(C210=\"W\",VLOOKUP(B210,'Seasonal Customer Count'!$B:$P,16,FALSE),\"Check\")),0)","v":6},{"$f":"Summary!$D$8*(K210*'Average Project Size'!$F$6+L210*'Average Project Size'!$F$7+M210*'Average Project Size'!$F$8+N210*'Average Project Size'!$F$10+O210*'Average Project Size'!$F$9)/1000","v":0.16178955179305374},{"$f":"Summary!$D$8*(K210*F210*'Average Project Size'!$F$6+L210*G210*'Average Project Size'!$F$7+M210*H210*'Average Project Size'!$F$8+N210*I210*'Average Project Size'!$F$10+O210*J210*'Average Project Size'!$F$9)/1000","v":2.7867318066214331E-2}]
[null,{"$f":"'Peak Identification'!B209","v":"CLBA11"},{"$f":"'Peak Identification'!D209","v":"S"},{"$f":"'Peak Identification'!E209","v":17},{"$f":"VLOOKUP($D211,'DER Output'!$S$17:$X$41,6,FALSE)","v":0.19174838710475617},{"$f":"IF($C211=\"S\",VLOOKUP($D211,'DER Output'!$S$18:$W$41,2,FALSE),VLOOKUP($D211,'DER Output'!$S$18:$W$41,3,FALSE))","v":0.30300399777640191},{"$f":"IF($C211=\"S\",VLOOKUP($D211,'DER Output'!$S$18:$W$41,4,FALSE),VLOOKUP($D211,'DER Output'!$S$18:$W$41,5,FALSE))","v":0.30300399777640191},{"$f":"IF($C211=\"S\",VLOOKUP($D211,'DER Output'!$S$18:$W$41,4,FALSE),VLOOKUP($D211,'DER Output'!$S$18:$W$41,5,FALSE))","v":0.30300399777640191},{"$f":"IF($C211=\"S\",VLOOKUP($D211,'DER Output'!$S$18:$W$41,4,FALSE),VLOOKUP($D211,'DER Output'!$S$18:$W$41,5,FALSE))","v":0.30300399777640191},{"$f":"IF($C211=\"S\",VLOOKUP($D211,'DER Output'!$S$18:$W$41,4,FALSE),VLOOKUP($D211,'DER Output'!$S$18:$W$41,5,FALSE))","v":0.30300399777640191},{"$f":"IFERROR(IF(OR(C211=\"S\",C211=\"D\"),VLOOKUP(B211,'Seasonal Customer Count'!$B:$I,4,FALSE),IF(C211=\"W\",VLOOKUP(B211,'Seasonal Customer Count'!$B:$P,12,FALSE),\"Check\")),0)","v":0},{"$f":"IFERROR(IF(OR(C211=\"S\",C211=\"D\"),VLOOKUP(B211,'Seasonal Customer Count'!$B:$P,5,FALSE),IF(C211=\"W\",VLOOKUP(B211,'Seasonal Customer Count'!$B:$P,13,FALSE),\"Check\")),0)","v":0},{"$f":"IFERROR(IF(OR(C211=\"S\",C211=\"D\"),VLOOKUP(B211,'Seasonal Customer Count'!$B:$P,6,FALSE),IF(C211=\"W\",VLOOKUP(B211,'Seasonal Customer Count'!$B:$P,14,FALSE),\"Check\")),0)","v":0},{"$f":"IFERROR(IF(OR(C211=\"S\",C211=\"D\"),VLOOKUP(B211,'Seasonal Customer Count'!$B:$P,7,FALSE),IF(C211=\"W\",VLOOKUP(B211,'Seasonal Customer Count'!$B:$P,15,FALSE),\"Check\")),0)","v":0},{"$f":"IFERROR(IF(OR(C211=\"S\",C211=\"D\"),VLOOKUP(B211,'Seasonal Customer Count'!$B:$P,8,FALSE),IF(C211=\"W\",VLOOKUP(B211,'Seasonal Customer Count'!$B:$P,16,FALSE),\"Check\")),0)","v":0},{"$f":"Summary!$D$8*(K211*'Average Project Size'!$F$6+L211*'Average Project Size'!$F$7+M211*'Average Project Size'!$F$8+N211*'Average Project Size'!$F$10+O211*'Average Project Size'!$F$9)/1000","v":0},{"$f":"Summary!$D$8*(K211*F211*'Average Project Size'!$F$6+L211*G211*'Average Project Size'!$F$7+M211*H211*'Average Project Size'!$F$8+N211*I211*'Average Project Size'!$F$10+O211*J211*'Average Project Size'!$F$9)/1000","v":0}]
[null,{"$f":"'Peak Identification'!B210","v":"CLBA12"},{"$f":"'Peak Identification'!D210","v":"S"},{"$f":"'Peak Identification'!E210","v":19},{"$f":"VLOOKUP($D212,'DER Output'!$S$17:$X$41,6,FALSE)","v":0.11066797934994306},{"$f":"IF($C212=\"S\",VLOOKUP($D212,'DER Output'!$S$18:$W$41,2,FALSE),VLOOKUP($D212,'DER Output'!$S$18:$W$41,3,FALSE))","v":7.5840560103576066E-2},{"$f":"IF($C212=\"S\",VLOOKUP($D212,'DER Output'!$S$18:$W$41,4,FALSE),VLOOKUP($D212,'DER Output'!$S$18:$W$41,5,FALSE))","v":7.5840560103576066E-2},{"$f":"IF($C212=\"S\",VLOOKUP($D212,'DER Output'!$S$18:$W$41,4,FALSE),VLOOKUP($D212,'DER Output'!$S$18:$W$41,5,FALSE))","v":7.5840560103576066E-2},{"$f":"IF($C212=\"S\",VLOOKUP($D212,'DER Output'!$S$18:$W$41,4,FALSE),VLOOKUP($D212,'DER Output'!$S$18:$W$41,5,FALSE))","v":7.5840560103576066E-2},{"$f":"IF($C212=\"S\",VLOOKUP($D212,'DER Output'!$S$18:$W$41,4,FALSE),VLOOKUP($D212,'DER Output'!$S$18:$W$41,5,FALSE))","v":7.5840560103576066E-2},{"$f":"IFERROR(IF(OR(C212=\"S\",C212=\"D\"),VLOOKUP(B212,'Seasonal Customer Count'!$B:$I,4,FALSE),IF(C212=\"W\",VLOOKUP(B212,'Seasonal Customer Count'!$B:$P,12,FALSE),\"Check\")),0)","v":0},{"$f":"IFERROR(IF(OR(C212=\"S\",C212=\"D\"),VLOOKUP(B212,'Seasonal Customer Count'!$B:$P,5,FALSE),IF(C212=\"W\",VLOOKUP(B212,'Seasonal Customer Count'!$B:$P,13,FALSE),\"Check\")),0)","v":0},{"$f":"IFERROR(IF(OR(C212=\"S\",C212=\"D\"),VLOOKUP(B212,'Seasonal Customer Count'!$B:$P,6,FALSE),IF(C212=\"W\",VLOOKUP(B212,'Seasonal Customer Count'!$B:$P,14,FALSE),\"Check\")),0)","v":0},{"$f":"IFERROR(IF(OR(C212=\"S\",C212=\"D\"),VLOOKUP(B212,'Seasonal Customer Count'!$B:$P,7,FALSE),IF(C212=\"W\",VLOOKUP(B212,'Seasonal Customer Count'!$B:$P,15,FALSE),\"Check\")),0)","v":0},{"$f":"IFERROR(IF(OR(C212=\"S\",C212=\"D\"),VLOOKUP(B212,'Seasonal Customer Count'!$B:$P,8,FALSE),IF(C212=\"W\",VLOOKUP(B212,'Seasonal Customer Count'!$B:$P,16,FALSE),\"Check\")),0)","v":0},{"$f":"Summary!$D$8*(K212*'Average Project Size'!$F$6+L212*'Average Project Size'!$F$7+M212*'Average Project Size'!$F$8+N212*'Average Project Size'!$F$10+O212*'Average Project Size'!$F$9)/1000","v":0},{"$f":"Summary!$D$8*(K212*F212*'Average Project Size'!$F$6+L212*G212*'Average Project Size'!$F$7+M212*H212*'Average Project Size'!$F$8+N212*I212*'Average Project Size'!$F$10+O212*J212*'Average Project Size'!$F$9)/1000","v":0}]
[null,{"$f":"'Peak Identification'!B211","v":"CLBA13"},{"$f":"'Peak Identification'!D211","v":"S"},{"$f":"'Peak Identification'!E211","v":21},{"$f":"VLOOKUP($D213,'DER Output'!$S$17:$X$41,6,FALSE)","v":0},{"$f":"IF($C213=\"S\",VLOOKUP($D213,'DER Output'!$S$18:$W$41,2,FALSE),VLOOKUP($D213,'DER Output'!$S$18:$W$41,3,FALSE))","v":9.5068228432060471E-4},{"$f":"IF($C213=\"S\",VLOOKUP($D213,'DER Output'!$S$18:$W$41,4,FALSE),VLOOKUP($D213,'DER Output'!$S$18:$W$41,5,FALSE))","v":9.5068228432060471E-4},{"$f":"IF($C213=\"S\",VLOOKUP($D213,'DER Output'!$S$18:$W$41,4,FALSE),VLOOKUP($D213,'DER Output'!$S$18:$W$41,5,FALSE))","v":9.5068228432060471E-4},{"$f":"IF($C213=\"S\",VLOOKUP($D213,'DER Output'!$S$18:$W$41,4,FALSE),VLOOKUP($D213,'DER Output'!$S$18:$W$41,5,FALSE))","v":9.5068228432060471E-4},{"$f":"IF($C213=\"S\",VLOOKUP($D213,'DER Output'!$S$18:$W$41,4,FALSE),VLOOKUP($D213,'DER Output'!$S$18:$W$41,5,FALSE))","v":9.5068228432060471E-4},{"$f":"IFERROR(IF(OR(C213=\"S\",C213=\"D\"),VLOOKUP(B213,'Seasonal Customer Count'!$B:$I,4,FALSE),IF(C213=\"W\",VLOOKUP(B213,'Seasonal Customer Count'!$B:$P,12,FALSE),\"Check\")),0)","v":0},{"$f":"IFERROR(IF(OR(C213=\"S\",C213=\"D\"),VLOOKUP(B213,'Seasonal Customer Count'!$B:$P,5,FALSE),IF(C213=\"W\",VLOOKUP(B213,'Seasonal Customer Count'!$B:$P,13,FALSE),\"Check\")),0)","v":0},{"$f":"IFERROR(IF(OR(C213=\"S\",C213=\"D\"),VLOOKUP(B213,'Seasonal Customer Count'!$B:$P,6,FALSE),IF(C213=\"W\",VLOOKUP(B213,'Seasonal Customer Count'!$B:$P,14,FALSE),\"Check\")),0)","v":0},{"$f":"IFERROR(IF(OR(C213=\"S\",C213=\"D\"),VLOOKUP(B213,'Seasonal Customer Count'!$B:$P,7,FALSE),IF(C213=\"W\",VLOOKUP(B213,'Seasonal Customer Count'!$B:$P,15,FALSE),\"Check\")),0)","v":0},{"$f":"IFERROR(IF(OR(C213=\"S\",C213=\"D\"),VLOOKUP(B213,'Seasonal Customer Count'!$B:$P,8,FALSE),IF(C213=\"W\",VLOOKUP(B213,'Seasonal Customer Count'!$B:$P,16,FALSE),\"Check\")),0)","v":0},{"$f":"Summary!$D$8*(K213*'Average Project Size'!$F$6+L213*'Average Project Size'!$F$7+M213*'Average Project Size'!$F$8+N213*'Average Project Size'!$F$10+O213*'Average Project Size'!$F$9)/1000","v":0},{"$f":"Summary!$D$8*(K213*F213*'Average Project Size'!$F$6+L213*G213*'Average Project Size'!$F$7+M213*H213*'Average Project Size'!$F$8+N213*I213*'Average Project Size'!$F$10+O213*J213*'Average Project Size'!$F$9)/1000","v":0}]
[null,{"$f":"'Peak Identification'!B212","v":"CLBA T-131"},{"$f":"'Peak Identification'!D212","v":"S"},{"$f":"'Peak Identification'!E212","v":18},{"$f":"VLOOKUP($D214,'DER Output'!$S$17:$X$41,6,FALSE)","v":0.16032398020038169},{"$f":"IF($C214=\"S\",VLOOKUP($D214,'DER Output'!$S$18:$W$41,2,FALSE),VLOOKUP($D214,'DER Output'!$S$18:$W$41,3,FALSE))","v":0.17224423800777711},{"$f":"IF($C214=\"S\",VLOOKUP($D214,'DER Output'!$S$18:$W$41,4,FALSE),VLOOKUP($D214,'DER Output'!$S$18:$W$41,5,FALSE))","v":0.17224423800777711},{"$f":"IF($C214=\"S\",VLOOKUP($D214,'DER Output'!$S$18:$W$41,4,FALSE),VLOOKUP($D214,'DER Output'!$S$18:$W$41,5,FALSE))","v":0.17224423800777711},{"$f":"IF($C214=\"S\",VLOOKUP($D214,'DER Output'!$S$18:$W$41,4,FALSE),VLOOKUP($D214,'DER Output'!$S$18:$W$41,5,FALSE))","v":0.17224423800777711},{"$f":"IF($C214=\"S\",VLOOKUP($D214,'DER Output'!$S$18:$W$41,4,FALSE),VLOOKUP($D214,'DER Output'!$S$18:$W$41,5,FALSE))","v":0.17224423800777711},{"$f":"IFERROR(IF(OR(C214=\"S\",C214=\"D\"),VLOOKUP(B214,'Seasonal Customer Count'!$B:$I,4,FALSE),IF(C214=\"W\",VLOOKUP(B214,'Seasonal Customer Count'!$B:$P,12,FALSE),\"Check\")),0)","v":0},{"$f":"IFERROR(IF(OR(C214=\"S\",C214=\"D\"),VLOOKUP(B214,'Seasonal Customer Count'!$B:$P,5,FALSE),IF(C214=\"W\",VLOOKUP(B214,'Seasonal Customer Count'!$B:$P,13,FALSE),\"Check\")),0)","v":0},{"$f":"IFERROR(IF(OR(C214=\"S\",C214=\"D\"),VLOOKUP(B214,'Seasonal Customer Count'!$B:$P,6,FALSE),IF(C214=\"W\",VLOOKUP(B214,'Seasonal Customer Count'!$B:$P,14,FALSE),\"Check\")),0)","v":0},{"$f":"IFERROR(IF(OR(C214=\"S\",C214=\"D\"),VLOOKUP(B214,'Seasonal Customer Count'!$B:$P,7,FALSE),IF(C214=\"W\",VLOOKUP(B214,'Seasonal Customer Count'!$B:$P,15,FALSE),\"Check\")),0)","v":0},{"$f":"IFERROR(IF(OR(C214=\"S\",C214=\"D\"),VLOOKUP(B214,'Seasonal Customer Count'!$B:$P,8,FALSE),IF(C214=\"W\",VLOOKUP(B214,'Seasonal Customer Count'!$B:$P,16,FALSE),\"Check\")),0)","v":0},{"$f":"Summary!$D$8*(K214*'Average Project Size'!$F$6+L214*'Average Project Size'!$F$7+M214*'Average Project Size'!$F$8+N214*'Average Project Size'!$F$10+O214*'Average Project Size'!$F$9)/1000","v":0},{"$f":"Summary!$D$8*(K214*F214*'Average Project Size'!$F$6+L214*G214*'Average Project Size'!$F$7+M214*H214*'Average Project Size'!$F$8+N214*I214*'Average Project Size'!$F$10+O214*J214*'Average Project Size'!$F$9)/1000","v":0}]
[null,{"$f":"'Peak Identification'!B213","v":"CLMP1"},{"$f":"'Peak Identification'!D213","v":"S"},{"$f":"'Peak Identification'!E213","v":17},{"$f":"VLOOKUP($D215,'DER Output'!$S$17:$X$41,6,FALSE)","v":0.19174838710475617},{"$f":"IF($C215=\"S\",VLOOKUP($D215,'DER Output'!$S$18:$W$41,2,FALSE),VLOOKUP($D215,'DER Output'!$S$18:$W$41,3,FALSE))","v":0.30300399777640191},{"$f":"IF($C215=\"S\",VLOOKUP($D215,'DER Output'!$S$18:$W$41,4,FALSE),VLOOKUP($D215,'DER Output'!$S$18:$W$41,5,FALSE))","v":0.30300399777640191},{"$f":"IF($C215=\"S\",VLOOKUP($D215,'DER Output'!$S$18:$W$41,4,FALSE),VLOOKUP($D215,'DER Output'!$S$18:$W$41,5,FALSE))","v":0.30300399777640191},{"$f":"IF($C215=\"S\",VLOOKUP($D215,'DER Output'!$S$18:$W$41,4,FALSE),VLOOKUP($D215,'DER Output'!$S$18:$W$41,5,FALSE))","v":0.30300399777640191},{"$f":"IF($C215=\"S\",VLOOKUP($D215,'DER Output'!$S$18:$W$41,4,FALSE),VLOOKUP($D215,'DER Output'!$S$18:$W$41,5,FALSE))","v":0.30300399777640191},{"$f":"IFERROR(IF(OR(C215=\"S\",C215=\"D\"),VLOOKUP(B215,'Seasonal Customer Count'!$B:$I,4,FALSE),IF(C215=\"W\",VLOOKUP(B215,'Seasonal Customer Count'!$B:$P,12,FALSE),\"Check\")),0)","v":0},{"$f":"IFERROR(IF(OR(C215=\"S\",C215=\"D\"),VLOOKUP(B215,'Seasonal Customer Count'!$B:$P,5,FALSE),IF(C215=\"W\",VLOOKUP(B215,'Seasonal Customer Count'!$B:$P,13,FALSE),\"Check\")),0)","v":0},{"$f":"IFERROR(IF(OR(C215=\"S\",C215=\"D\"),VLOOKUP(B215,'Seasonal Customer Count'!$B:$P,6,FALSE),IF(C215=\"W\",VLOOKUP(B215,'Seasonal Customer Count'!$B:$P,14,FALSE),\"Check\")),0)","v":0},{"$f":"IFERROR(IF(OR(C215=\"S\",C215=\"D\"),VLOOKUP(B215,'Seasonal Customer Count'!$B:$P,7,FALSE),IF(C215=\"W\",VLOOKUP(B215,'Seasonal Customer Count'!$B:$P,15,FALSE),\"Check\")),0)","v":0},{"$f":"IFERROR(IF(OR(C215=\"S\",C215=\"D\"),VLOOKUP(B215,'Seasonal Customer Count'!$B:$P,8,FALSE),IF(C215=\"W\",VLOOKUP(B215,'Seasonal Customer Count'!$B:$P,16,FALSE),\"Check\")),0)","v":0},{"$f":"Summary!$D$8*(K215*'Average Project Size'!$F$6+L215*'Average Project Size'!$F$7+M215*'Average Project Size'!$F$8+N215*'Average Project Size'!$F$10+O215*'Average Project Size'!$F$9)/1000","v":0},{"$f":"Summary!$D$8*(K215*F215*'Average Project Size'!$F$6+L215*G215*'Average Project Size'!$F$7+M215*H215*'Average Project Size'!$F$8+N215*I215*'Average Project Size'!$F$10+O215*J215*'Average Project Size'!$F$9)/1000","v":0}]
[null,{"$f":"'Peak Identification'!B214","v":"CLMP T-061"},{"$f":"'Peak Identification'!D214","v":"S"},{"$f":"'Peak Identification'!E214","v":17},{"$f":"VLOOKUP($D216,'DER Output'!$S$17:$X$41,6,FALSE)","v":0.19174838710475617},{"$f":"IF($C216=\"S\",VLOOKUP($D216,'DER Output'!$S$18:$W$41,2,FALSE),VLOOKUP($D216,'DER Output'!$S$18:$W$41,3,FALSE))","v":0.30300399777640191},{"$f":"IF($C216=\"S\",VLOOKUP($D216,'DER Output'!$S$18:$W$41,4,FALSE),VLOOKUP($D216,'DER Output'!$S$18:$W$41,5,FALSE))","v":0.30300399777640191},{"$f":"IF($C216=\"S\",VLOOKUP($D216,'DER Output'!$S$18:$W$41,4,FALSE),VLOOKUP($D216,'DER Output'!$S$18:$W$41,5,FALSE))","v":0.30300399777640191},{"$f":"IF($C216=\"S\",VLOOKUP($D216,'DER Output'!$S$18:$W$41,4,FALSE),VLOOKUP($D216,'DER Output'!$S$18:$W$41,5,FALSE))","v":0.30300399777640191},{"$f":"IF($C216=\"S\",VLOOKUP($D216,'DER Output'!$S$18:$W$41,4,FALSE),VLOOKUP($D216,'DER Output'!$S$18:$W$41,5,FALSE))","v":0.30300399777640191},{"$f":"IFERROR(IF(OR(C216=\"S\",C216=\"D\"),VLOOKUP(B216,'Seasonal Customer Count'!$B:$I,4,FALSE),IF(C216=\"W\",VLOOKUP(B216,'Seasonal Customer Count'!$B:$P,12,FALSE),\"Check\")),0)","v":0},{"$f":"IFERROR(IF(OR(C216=\"S\",C216=\"D\"),VLOOKUP(B216,'Seasonal Customer Count'!$B:$P,5,FALSE),IF(C216=\"W\",VLOOKUP(B216,'Seasonal Customer Count'!$B:$P,13,FALSE),\"Check\")),0)","v":0},{"$f":"IFERROR(IF(OR(C216=\"S\",C216=\"D\"),VLOOKUP(B216,'Seasonal Customer Count'!$B:$P,6,FALSE),IF(C216=\"W\",VLOOKUP(B216,'Seasonal Customer Count'!$B:$P,14,FALSE),\"Check\")),0)","v":0},{"$f":"IFERROR(IF(OR(C216=\"S\",C216=\"D\"),VLOOKUP(B216,'Seasonal Customer Count'!$B:$P,7,FALSE),IF(C216=\"W\",VLOOKUP(B216,'Seasonal Customer Count'!$B:$P,15,FALSE),\"Check\")),0)","v":0},{"$f":"IFERROR(IF(OR(C216=\"S\",C216=\"D\"),VLOOKUP(B216,'Seasonal Customer Count'!$B:$P,8,FALSE),IF(C216=\"W\",VLOOKUP(B216,'Seasonal Customer Count'!$B:$P,16,FALSE),\"Check\")),0)","v":0},{"$f":"Summary!$D$8*(K216*'Average Project Size'!$F$6+L216*'Average Project Size'!$F$7+M216*'Average Project Size'!$F$8+N216*'Average Project Size'!$F$10+O216*'Average Project Size'!$F$9)/1000","v":0},{"$f":"Summary!$D$8*(K216*F216*'Average Project Size'!$F$6+L216*G216*'Average Project Size'!$F$7+M216*H216*'Average Project Size'!$F$8+N216*I216*'Average Project Size'!$F$10+O216*J216*'Average Project Size'!$F$9)/1000","v":0}]
[null,{"$f":"'Peak Identification'!B215","v":"CMBG11"},{"$f":"'Peak Identification'!D215","v":"W"},{"$f":"'Peak Identification'!E215","v":9},{"$f":"VLOOKUP($D217,'DER Output'!$S$17:$X$41,6,FALSE)","v":0},{"$f":"IF($C217=\"S\",VLOOKUP($D217,'DER Output'!$S$18:$W$41,2,FALSE),VLOOKUP($D217,'DER Output'!$S$18:$W$41,3,FALSE))","v":9.9257193152337234E-2},{"$f":"IF($C217=\"S\",VLOOKUP($D217,'DER Output'!$S$18:$W$41,4,FALSE),VLOOKUP($D217,'DER Output'!$S$18:$W$41,5,FALSE))","v":9.9257193152337234E-2},{"$f":"IF($C217=\"S\",VLOOKUP($D217,'DER Output'!$S$18:$W$41,4,FALSE),VLOOKUP($D217,'DER Output'!$S$18:$W$41,5,FALSE))","v":9.9257193152337234E-2},{"$f":"IF($C217=\"S\",VLOOKUP($D217,'DER Output'!$S$18:$W$41,4,FALSE),VLOOKUP($D217,'DER Output'!$S$18:$W$41,5,FALSE))","v":9.9257193152337234E-2},{"$f":"IF($C217=\"S\",VLOOKUP($D217,'DER Output'!$S$18:$W$41,4,FALSE),VLOOKUP($D217,'DER Output'!$S$18:$W$41,5,FALSE))","v":9.9257193152337234E-2},{"$f":"IFERROR(IF(OR(C217=\"S\",C217=\"D\"),VLOOKUP(B217,'Seasonal Customer Count'!$B:$I,4,FALSE),IF(C217=\"W\",VLOOKUP(B217,'Seasonal Customer Count'!$B:$P,12,FALSE),\"Check\")),0)","v":87},{"$f":"IFERROR(IF(OR(C217=\"S\",C217=\"D\"),VLOOKUP(B217,'Seasonal Customer Count'!$B:$P,5,FALSE),IF(C217=\"W\",VLOOKUP(B217,'Seasonal Customer Count'!$B:$P,13,FALSE),\"Check\")),0)","v":145},{"$f":"IFERROR(IF(OR(C217=\"S\",C217=\"D\"),VLOOKUP(B217,'Seasonal Customer Count'!$B:$P,6,FALSE),IF(C217=\"W\",VLOOKUP(B217,'Seasonal Customer Count'!$B:$P,14,FALSE),\"Check\")),0)","v":3},{"$f":"IFERROR(IF(OR(C217=\"S\",C217=\"D\"),VLOOKUP(B217,'Seasonal Customer Count'!$B:$P,7,FALSE),IF(C217=\"W\",VLOOKUP(B217,'Seasonal Customer Count'!$B:$P,15,FALSE),\"Check\")),0)","v":0},{"$f":"IFERROR(IF(OR(C217=\"S\",C217=\"D\"),VLOOKUP(B217,'Seasonal Customer Count'!$B:$P,8,FALSE),IF(C217=\"W\",VLOOKUP(B217,'Seasonal Customer Count'!$B:$P,16,FALSE),\"Check\")),0)","v":0},{"$f":"Summary!$D$8*(K217*'Average Project Size'!$F$6+L217*'Average Project Size'!$F$7+M217*'Average Project Size'!$F$8+N217*'Average Project Size'!$F$10+O217*'Average Project Size'!$F$9)/1000","v":1.4609256734312166E-2},{"$f":"Summary!$D$8*(K217*F217*'Average Project Size'!$F$6+L217*G217*'Average Project Size'!$F$7+M217*H217*'Average Project Size'!$F$8+N217*I217*'Average Project Size'!$F$10+O217*J217*'Average Project Size'!$F$9)/1000","v":1.450073817489706E-3}]
[null,{"$f":"'Peak Identification'!B216","v":"CMBG12"},{"$f":"'Peak Identification'!D216","v":"S"},{"$f":"'Peak Identification'!E216","v":18},{"$f":"VLOOKUP($D218,'DER Output'!$S$17:$X$41,6,FALSE)","v":0.16032398020038169},{"$f":"IF($C218=\"S\",VLOOKUP($D218,'DER Output'!$S$18:$W$41,2,FALSE),VLOOKUP($D218,'DER Output'!$S$18:$W$41,3,FALSE))","v":0.17224423800777711},{"$f":"IF($C218=\"S\",VLOOKUP($D218,'DER Output'!$S$18:$W$41,4,FALSE),VLOOKUP($D218,'DER Output'!$S$18:$W$41,5,FALSE))","v":0.17224423800777711},{"$f":"IF($C218=\"S\",VLOOKUP($D218,'DER Output'!$S$18:$W$41,4,FALSE),VLOOKUP($D218,'DER Output'!$S$18:$W$41,5,FALSE))","v":0.17224423800777711},{"$f":"IF($C218=\"S\",VLOOKUP($D218,'DER Output'!$S$18:$W$41,4,FALSE),VLOOKUP($D218,'DER Output'!$S$18:$W$41,5,FALSE))","v":0.17224423800777711},{"$f":"IF($C218=\"S\",VLOOKUP($D218,'DER Output'!$S$18:$W$41,4,FALSE),VLOOKUP($D218,'DER Output'!$S$18:$W$41,5,FALSE))","v":0.17224423800777711},{"$f":"IFERROR(IF(OR(C218=\"S\",C218=\"D\"),VLOOKUP(B218,'Seasonal Customer Count'!$B:$I,4,FALSE),IF(C218=\"W\",VLOOKUP(B218,'Seasonal Customer Count'!$B:$P,12,FALSE),\"Check\")),0)","v":288},{"$f":"IFERROR(IF(OR(C218=\"S\",C218=\"D\"),VLOOKUP(B218,'Seasonal Customer Count'!$B:$P,5,FALSE),IF(C218=\"W\",VLOOKUP(B218,'Seasonal Customer Count'!$B:$P,13,FALSE),\"Check\")),0)","v":44},{"$f":"IFERROR(IF(OR(C218=\"S\",C218=\"D\"),VLOOKUP(B218,'Seasonal Customer Count'!$B:$P,6,FALSE),IF(C218=\"W\",VLOOKUP(B218,'Seasonal Customer Count'!$B:$P,14,FALSE),\"Check\")),0)","v":12},{"$f":"IFERROR(IF(OR(C218=\"S\",C218=\"D\"),VLOOKUP(B218,'Seasonal Customer Count'!$B:$P,7,FALSE),IF(C218=\"W\",VLOOKUP(B218,'Seasonal Customer Count'!$B:$P,15,FALSE),\"Check\")),0)","v":0},{"$f":"IFERROR(IF(OR(C218=\"S\",C218=\"D\"),VLOOKUP(B218,'Seasonal Customer Count'!$B:$P,8,FALSE),IF(C218=\"W\",VLOOKUP(B218,'Seasonal Customer Count'!$B:$P,16,FALSE),\"Check\")),0)","v":69},{"$f":"Summary!$D$8*(K218*'Average Project Size'!$F$6+L218*'Average Project Size'!$F$7+M218*'Average Project Size'!$F$8+N218*'Average Project Size'!$F$10+O218*'Average Project Size'!$F$9)/1000","v":6.0624286122080234E-2},{"$f":"Summary!$D$8*(K218*F218*'Average Project Size'!$F$6+L218*G218*'Average Project Size'!$F$7+M218*H218*'Average Project Size'!$F$8+N218*I218*'Average Project Size'!$F$10+O218*J218*'Average Project Size'!$F$9)/1000","v":1.0442183967863167E-2}]
[null,{"$f":"'Peak Identification'!B217","v":"CMBG T-061"},{"$f":"'Peak Identification'!D217","v":"W"},{"$f":"'Peak Identification'!E217","v":7},{"$f":"VLOOKUP($D219,'DER Output'!$S$17:$X$41,6,FALSE)","v":0},{"$f":"IF($C219=\"S\",VLOOKUP($D219,'DER Output'!$S$18:$W$41,2,FALSE),VLOOKUP($D219,'DER Output'!$S$18:$W$41,3,FALSE))","v":1.6354374218706029E-3},{"$f":"IF($C219=\"S\",VLOOKUP($D219,'DER Output'!$S$18:$W$41,4,FALSE),VLOOKUP($D219,'DER Output'!$S$18:$W$41,5,FALSE))","v":1.6354374218706029E-3},{"$f":"IF($C219=\"S\",VLOOKUP($D219,'DER Output'!$S$18:$W$41,4,FALSE),VLOOKUP($D219,'DER Output'!$S$18:$W$41,5,FALSE))","v":1.6354374218706029E-3},{"$f":"IF($C219=\"S\",VLOOKUP($D219,'DER Output'!$S$18:$W$41,4,FALSE),VLOOKUP($D219,'DER Output'!$S$18:$W$41,5,FALSE))","v":1.6354374218706029E-3},{"$f":"IF($C219=\"S\",VLOOKUP($D219,'DER Output'!$S$18:$W$41,4,FALSE),VLOOKUP($D219,'DER Output'!$S$18:$W$41,5,FALSE))","v":1.6354374218706029E-3},{"$f":"IFERROR(IF(OR(C219=\"S\",C219=\"D\"),VLOOKUP(B219,'Seasonal Customer Count'!$B:$I,4,FALSE),IF(C219=\"W\",VLOOKUP(B219,'Seasonal Customer Count'!$B:$P,12,FALSE),\"Check\")),0)","v":118},{"$f":"IFERROR(IF(OR(C219=\"S\",C219=\"D\"),VLOOKUP(B219,'Seasonal Customer Count'!$B:$P,5,FALSE),IF(C219=\"W\",VLOOKUP(B219,'Seasonal Customer Count'!$B:$P,13,FALSE),\"Check\")),0)","v":134},{"$f":"IFERROR(IF(OR(C219=\"S\",C219=\"D\"),VLOOKUP(B219,'Seasonal Customer Count'!$B:$P,6,FALSE),IF(C219=\"W\",VLOOKUP(B219,'Seasonal Customer Count'!$B:$P,14,FALSE),\"Check\")),0)","v":0},{"$f":"IFERROR(IF(OR(C219=\"S\",C219=\"D\"),VLOOKUP(B219,'Seasonal Customer Count'!$B:$P,7,FALSE),IF(C219=\"W\",VLOOKUP(B219,'Seasonal Customer Count'!$B:$P,15,FALSE),\"Check\")),0)","v":0},{"$f":"IFERROR(IF(OR(C219=\"S\",C219=\"D\"),VLOOKUP(B219,'Seasonal Customer Count'!$B:$P,8,FALSE),IF(C219=\"W\",VLOOKUP(B219,'Seasonal Customer Count'!$B:$P,16,FALSE),\"Check\")),0)","v":0},{"$f":"Summary!$D$8*(K219*'Average Project Size'!$F$6+L219*'Average Project Size'!$F$7+M219*'Average Project Size'!$F$8+N219*'Average Project Size'!$F$10+O219*'Average Project Size'!$F$9)/1000","v":1.4518662731146654E-2},{"$f":"Summary!$D$8*(K219*F219*'Average Project Size'!$F$6+L219*G219*'Average Project Size'!$F$7+M219*H219*'Average Project Size'!$F$8+N219*I219*'Average Project Size'!$F$10+O219*J219*'Average Project Size'!$F$9)/1000","v":2.3744364346035291E-5}]
[null,{"$f":"'Peak Identification'!B218","v":"CNCK11"},{"$f":"'Peak Identification'!D218","v":"S"},{"$f":"'Peak Identification'!E218","v":17},{"$f":"VLOOKUP($D220,'DER Output'!$S$17:$X$41,6,FALSE)","v":0.19174838710475617},{"$f":"IF($C220=\"S\",VLOOKUP($D220,'DER Output'!$S$18:$W$41,2,FALSE),VLOOKUP($D220,'DER Output'!$S$18:$W$41,3,FALSE))","v":0.30300399777640191},{"$f":"IF($C220=\"S\",VLOOKUP($D220,'DER Output'!$S$18:$W$41,4,FALSE),VLOOKUP($D220,'DER Output'!$S$18:$W$41,5,FALSE))","v":0.30300399777640191},{"$f":"IF($C220=\"S\",VLOOKUP($D220,'DER Output'!$S$18:$W$41,4,FALSE),VLOOKUP($D220,'DER Output'!$S$18:$W$41,5,FALSE))","v":0.30300399777640191},{"$f":"IF($C220=\"S\",VLOOKUP($D220,'DER Output'!$S$18:$W$41,4,FALSE),VLOOKUP($D220,'DER Output'!$S$18:$W$41,5,FALSE))","v":0.30300399777640191},{"$f":"IF($C220=\"S\",VLOOKUP($D220,'DER Output'!$S$18:$W$41,4,FALSE),VLOOKUP($D220,'DER Output'!$S$18:$W$41,5,FALSE))","v":0.30300399777640191},{"$f":"IFERROR(IF(OR(C220=\"S\",C220=\"D\"),VLOOKUP(B220,'Seasonal Customer Count'!$B:$I,4,FALSE),IF(C220=\"W\",VLOOKUP(B220,'Seasonal Customer Count'!$B:$P,12,FALSE),\"Check\")),0)","v":734},{"$f":"IFERROR(IF(OR(C220=\"S\",C220=\"D\"),VLOOKUP(B220,'Seasonal Customer Count'!$B:$P,5,FALSE),IF(C220=\"W\",VLOOKUP(B220,'Seasonal Customer Count'!$B:$P,13,FALSE),\"Check\")),0)","v":60},{"$f":"IFERROR(IF(OR(C220=\"S\",C220=\"D\"),VLOOKUP(B220,'Seasonal Customer Count'!$B:$P,6,FALSE),IF(C220=\"W\",VLOOKUP(B220,'Seasonal Customer Count'!$B:$P,14,FALSE),\"Check\")),0)","v":23},{"$f":"IFERROR(IF(OR(C220=\"S\",C220=\"D\"),VLOOKUP(B220,'Seasonal Customer Count'!$B:$P,7,FALSE),IF(C220=\"W\",VLOOKUP(B220,'Seasonal Customer Count'!$B:$P,15,FALSE),\"Check\")),0)","v":0},{"$f":"IFERROR(IF(OR(C220=\"S\",C220=\"D\"),VLOOKUP(B220,'Seasonal Customer Count'!$B:$P,8,FALSE),IF(C220=\"W\",VLOOKUP(B220,'Seasonal Customer Count'!$B:$P,16,FALSE),\"Check\")),0)","v":79},{"$f":"Summary!$D$8*(K220*'Average Project Size'!$F$6+L220*'Average Project Size'!$F$7+M220*'Average Project Size'!$F$8+N220*'Average Project Size'!$F$10+O220*'Average Project Size'!$F$9)/1000","v":8.7777263936072311E-2},{"$f":"Summary!$D$8*(K220*F220*'Average Project Size'!$F$6+L220*G220*'Average Project Size'!$F$7+M220*H220*'Average Project Size'!$F$8+N220*I220*'Average Project Size'!$F$10+O220*J220*'Average Project Size'!$F$9)/1000","v":2.6596861886504303E-2}]
[null,{"$f":"'Peak Identification'!B219","v":"CNCK12"},{"$f":"'Peak Identification'!D219","v":"W"},{"$f":"'Peak Identification'!E219","v":8},{"$f":"VLOOKUP($D221,'DER Output'!$S$17:$X$41,6,FALSE)","v":0},{"$f":"IF($C221=\"S\",VLOOKUP($D221,'DER Output'!$S$18:$W$41,2,FALSE),VLOOKUP($D221,'DER Output'!$S$18:$W$41,3,FALSE))","v":2.4357194050013426E-2},{"$f":"IF($C221=\"S\",VLOOKUP($D221,'DER Output'!$S$18:$W$41,4,FALSE),VLOOKUP($D221,'DER Output'!$S$18:$W$41,5,FALSE))","v":2.4357194050013426E-2},{"$f":"IF($C221=\"S\",VLOOKUP($D221,'DER Output'!$S$18:$W$41,4,FALSE),VLOOKUP($D221,'DER Output'!$S$18:$W$41,5,FALSE))","v":2.4357194050013426E-2},{"$f":"IF($C221=\"S\",VLOOKUP($D221,'DER Output'!$S$18:$W$41,4,FALSE),VLOOKUP($D221,'DER Output'!$S$18:$W$41,5,FALSE))","v":2.4357194050013426E-2},{"$f":"IF($C221=\"S\",VLOOKUP($D221,'DER Output'!$S$18:$W$41,4,FALSE),VLOOKUP($D221,'DER Output'!$S$18:$W$41,5,FALSE))","v":2.4357194050013426E-2},{"$f":"IFERROR(IF(OR(C221=\"S\",C221=\"D\"),VLOOKUP(B221,'Seasonal Customer Count'!$B:$I,4,FALSE),IF(C221=\"W\",VLOOKUP(B221,'Seasonal Customer Count'!$B:$P,12,FALSE),\"Check\")),0)","v":264},{"$f":"IFERROR(IF(OR(C221=\"S\",C221=\"D\"),VLOOKUP(B221,'Seasonal Customer Count'!$B:$P,5,FALSE),IF(C221=\"W\",VLOOKUP(B221,'Seasonal Customer Count'!$B:$P,13,FALSE),\"Check\")),0)","v":472},{"$f":"IFERROR(IF(OR(C221=\"S\",C221=\"D\"),VLOOKUP(B221,'Seasonal Customer Count'!$B:$P,6,FALSE),IF(C221=\"W\",VLOOKUP(B221,'Seasonal Customer Count'!$B:$P,14,FALSE),\"Check\")),0)","v":0},{"$f":"IFERROR(IF(OR(C221=\"S\",C221=\"D\"),VLOOKUP(B221,'Seasonal Customer Count'!$B:$P,7,FALSE),IF(C221=\"W\",VLOOKUP(B221,'Seasonal Customer Count'!$B:$P,15,FALSE),\"Check\")),0)","v":0},{"$f":"IFERROR(IF(OR(C221=\"S\",C221=\"D\"),VLOOKUP(B221,'Seasonal Customer Count'!$B:$P,8,FALSE),IF(C221=\"W\",VLOOKUP(B221,'Seasonal Customer Count'!$B:$P,16,FALSE),\"Check\")),0)","v":0},{"$f":"Summary!$D$8*(K221*'Average Project Size'!$F$6+L221*'Average Project Size'!$F$7+M221*'Average Project Size'!$F$8+N221*'Average Project Size'!$F$10+O221*'Average Project Size'!$F$9)/1000","v":4.5113000340701689E-2},{"$f":"Summary!$D$8*(K221*F221*'Average Project Size'!$F$6+L221*G221*'Average Project Size'!$F$7+M221*H221*'Average Project Size'!$F$8+N221*I221*'Average Project Size'!$F$10+O221*J221*'Average Project Size'!$F$9)/1000","v":1.0988261034767929E-3}]
[null,{"$f":"'Peak Identification'!B220","v":"CNCK T-061"},{"$f":"'Peak Identification'!D220","v":"W"},{"$f":"'Peak Identification'!E220","v":7},{"$f":"VLOOKUP($D222,'DER Output'!$S$17:$X$41,6,FALSE)","v":0},{"$f":"IF($C222=\"S\",VLOOKUP($D222,'DER Output'!$S$18:$W$41,2,FALSE),VLOOKUP($D222,'DER Output'!$S$18:$W$41,3,FALSE))","v":1.6354374218706029E-3},{"$f":"IF($C222=\"S\",VLOOKUP($D222,'DER Output'!$S$18:$W$41,4,FALSE),VLOOKUP($D222,'DER Output'!$S$18:$W$41,5,FALSE))","v":1.6354374218706029E-3},{"$f":"IF($C222=\"S\",VLOOKUP($D222,'DER Output'!$S$18:$W$41,4,FALSE),VLOOKUP($D222,'DER Output'!$S$18:$W$41,5,FALSE))","v":1.6354374218706029E-3},{"$f":"IF($C222=\"S\",VLOOKUP($D222,'DER Output'!$S$18:$W$41,4,FALSE),VLOOKUP($D222,'DER Output'!$S$18:$W$41,5,FALSE))","v":1.6354374218706029E-3},{"$f":"IF($C222=\"S\",VLOOKUP($D222,'DER Output'!$S$18:$W$41,4,FALSE),VLOOKUP($D222,'DER Output'!$S$18:$W$41,5,FALSE))","v":1.6354374218706029E-3},{"$f":"IFERROR(IF(OR(C222=\"S\",C222=\"D\"),VLOOKUP(B222,'Seasonal Customer Count'!$B:$I,4,FALSE),IF(C222=\"W\",VLOOKUP(B222,'Seasonal Customer Count'!$B:$P,12,FALSE),\"Check\")),0)","v":104},{"$f":"IFERROR(IF(OR(C222=\"S\",C222=\"D\"),VLOOKUP(B222,'Seasonal Customer Count'!$B:$P,5,FALSE),IF(C222=\"W\",VLOOKUP(B222,'Seasonal Customer Count'!$B:$P,13,FALSE),\"Check\")),0)","v":235},{"$f":"IFERROR(IF(OR(C222=\"S\",C222=\"D\"),VLOOKUP(B222,'Seasonal Customer Count'!$B:$P,6,FALSE),IF(C222=\"W\",VLOOKUP(B222,'Seasonal Customer Count'!$B:$P,14,FALSE),\"Check\")),0)","v":0},{"$f":"IFERROR(IF(OR(C222=\"S\",C222=\"D\"),VLOOKUP(B222,'Seasonal Customer Count'!$B:$P,7,FALSE),IF(C222=\"W\",VLOOKUP(B222,'Seasonal Customer Count'!$B:$P,15,FALSE),\"Check\")),0)","v":0},{"$f":"IFERROR(IF(OR(C222=\"S\",C222=\"D\"),VLOOKUP(B222,'Seasonal Customer Count'!$B:$P,8,FALSE),IF(C222=\"W\",VLOOKUP(B222,'Seasonal Customer Count'!$B:$P,16,FALSE),\"Check\")),0)","v":0},{"$f":"Summary!$D$8*(K222*'Average Project Size'!$F$6+L222*'Average Project Size'!$F$7+M222*'Average Project Size'!$F$8+N222*'Average Project Size'!$F$10+O222*'Average Project Size'!$F$9)/1000","v":2.1370226722727738E-2},{"$f":"Summary!$D$8*(K222*F222*'Average Project Size'!$F$6+L222*G222*'Average Project Size'!$F$7+M222*H222*'Average Project Size'!$F$8+N222*I222*'Average Project Size'!$F$10+O222*J222*'Average Project Size'!$F$9)/1000","v":3.4949668496208117E-5}]
[null,{"$f":"'Peak Identification'!B221","v":"CNCL11"},{"$f":"'Peak Identification'!D221","v":"W"},{"$f":"'Peak Identification'!E221","v":8},{"$f":"VLOOKUP($D223,'DER Output'!$S$17:$X$41,6,FALSE)","v":0},{"$f":"IF($C223=\"S\",VLOOKUP($D223,'DER Output'!$S$18:$W$41,2,FALSE),VLOOKUP($D223,'DER Output'!$S$18:$W$41,3,FALSE))","v":2.4357194050013426E-2},{"$f":"IF($C223=\"S\",VLOOKUP($D223,'DER Output'!$S$18:$W$41,4,FALSE),VLOOKUP($D223,'DER Output'!$S$18:$W$41,5,FALSE))","v":2.4357194050013426E-2},{"$f":"IF($C223=\"S\",VLOOKUP($D223,'DER Output'!$S$18:$W$41,4,FALSE),VLOOKUP($D223,'DER Output'!$S$18:$W$41,5,FALSE))","v":2.4357194050013426E-2},{"$f":"IF($C223=\"S\",VLOOKUP($D223,'DER Output'!$S$18:$W$41,4,FALSE),VLOOKUP($D223,'DER Output'!$S$18:$W$41,5,FALSE))","v":2.4357194050013426E-2},{"$f":"IF($C223=\"S\",VLOOKUP($D223,'DER Output'!$S$18:$W$41,4,FALSE),VLOOKUP($D223,'DER Output'!$S$18:$W$41,5,FALSE))","v":2.4357194050013426E-2},{"$f":"IFERROR(IF(OR(C223=\"S\",C223=\"D\"),VLOOKUP(B223,'Seasonal Customer Count'!$B:$I,4,FALSE),IF(C223=\"W\",VLOOKUP(B223,'Seasonal Customer Count'!$B:$P,12,FALSE),\"Check\")),0)","v":69},{"$f":"IFERROR(IF(OR(C223=\"S\",C223=\"D\"),VLOOKUP(B223,'Seasonal Customer Count'!$B:$P,5,FALSE),IF(C223=\"W\",VLOOKUP(B223,'Seasonal Customer Count'!$B:$P,13,FALSE),\"Check\")),0)","v":74},{"$f":"IFERROR(IF(OR(C223=\"S\",C223=\"D\"),VLOOKUP(B223,'Seasonal Customer Count'!$B:$P,6,FALSE),IF(C223=\"W\",VLOOKUP(B223,'Seasonal Customer Count'!$B:$P,14,FALSE),\"Check\")),0)","v":0},{"$f":"IFERROR(IF(OR(C223=\"S\",C223=\"D\"),VLOOKUP(B223,'Seasonal Customer Count'!$B:$P,7,FALSE),IF(C223=\"W\",VLOOKUP(B223,'Seasonal Customer Count'!$B:$P,15,FALSE),\"Check\")),0)","v":0},{"$f":"IFERROR(IF(OR(C223=\"S\",C223=\"D\"),VLOOKUP(B223,'Seasonal Customer Count'!$B:$P,8,FALSE),IF(C223=\"W\",VLOOKUP(B223,'Seasonal Customer Count'!$B:$P,16,FALSE),\"Check\")),0)","v":0},{"$f":"Summary!$D$8*(K223*'Average Project Size'!$F$6+L223*'Average Project Size'!$F$7+M223*'Average Project Size'!$F$8+N223*'Average Project Size'!$F$10+O223*'Average Project Size'!$F$9)/1000","v":8.1702328020266998E-3},{"$f":"Summary!$D$8*(K223*F223*'Average Project Size'!$F$6+L223*G223*'Average Project Size'!$F$7+M223*H223*'Average Project Size'!$F$8+N223*I223*'Average Project Size'!$F$10+O223*J223*'Average Project Size'!$F$9)/1000","v":1.9900394579274922E-4}]
[null,{"$f":"'Peak Identification'!B222","v":"CNCL12"},{"$f":"'Peak Identification'!D222","v":"W"},{"$f":"'Peak Identification'!E222","v":9},{"$f":"VLOOKUP($D224,'DER Output'!$S$17:$X$41,6,FALSE)","v":0},{"$f":"IF($C224=\"S\",VLOOKUP($D224,'DER Output'!$S$18:$W$41,2,FALSE),VLOOKUP($D224,'DER Output'!$S$18:$W$41,3,FALSE))","v":9.9257193152337234E-2},{"$f":"IF($C224=\"S\",VLOOKUP($D224,'DER Output'!$S$18:$W$41,4,FALSE),VLOOKUP($D224,'DER Output'!$S$18:$W$41,5,FALSE))","v":9.9257193152337234E-2},{"$f":"IF($C224=\"S\",VLOOKUP($D224,'DER Output'!$S$18:$W$41,4,FALSE),VLOOKUP($D224,'DER Output'!$S$18:$W$41,5,FALSE))","v":9.9257193152337234E-2},{"$f":"IF($C224=\"S\",VLOOKUP($D224,'DER Output'!$S$18:$W$41,4,FALSE),VLOOKUP($D224,'DER Output'!$S$18:$W$41,5,FALSE))","v":9.9257193152337234E-2},{"$f":"IF($C224=\"S\",VLOOKUP($D224,'DER Output'!$S$18:$W$41,4,FALSE),VLOOKUP($D224,'DER Output'!$S$18:$W$41,5,FALSE))","v":9.9257193152337234E-2},{"$f":"IFERROR(IF(OR(C224=\"S\",C224=\"D\"),VLOOKUP(B224,'Seasonal Customer Count'!$B:$I,4,FALSE),IF(C224=\"W\",VLOOKUP(B224,'Seasonal Customer Count'!$B:$P,12,FALSE),\"Check\")),0)","v":91},{"$f":"IFERROR(IF(OR(C224=\"S\",C224=\"D\"),VLOOKUP(B224,'Seasonal Customer Count'!$B:$P,5,FALSE),IF(C224=\"W\",VLOOKUP(B224,'Seasonal Customer Count'!$B:$P,13,FALSE),\"Check\")),0)","v":163},{"$f":"IFERROR(IF(OR(C224=\"S\",C224=\"D\"),VLOOKUP(B224,'Seasonal Customer Count'!$B:$P,6,FALSE),IF(C224=\"W\",VLOOKUP(B224,'Seasonal Customer Count'!$B:$P,14,FALSE),\"Check\")),0)","v":0},{"$f":"IFERROR(IF(OR(C224=\"S\",C224=\"D\"),VLOOKUP(B224,'Seasonal Customer Count'!$B:$P,7,FALSE),IF(C224=\"W\",VLOOKUP(B224,'Seasonal Customer Count'!$B:$P,15,FALSE),\"Check\")),0)","v":0},{"$f":"IFERROR(IF(OR(C224=\"S\",C224=\"D\"),VLOOKUP(B224,'Seasonal Customer Count'!$B:$P,8,FALSE),IF(C224=\"W\",VLOOKUP(B224,'Seasonal Customer Count'!$B:$P,16,FALSE),\"Check\")),0)","v":0},{"$f":"Summary!$D$8*(K224*'Average Project Size'!$F$6+L224*'Average Project Size'!$F$7+M224*'Average Project Size'!$F$8+N224*'Average Project Size'!$F$10+O224*'Average Project Size'!$F$9)/1000","v":1.5572540815947254E-2},{"$f":"Summary!$D$8*(K224*F224*'Average Project Size'!$F$6+L224*G224*'Average Project Size'!$F$7+M224*H224*'Average Project Size'!$F$8+N224*I224*'Average Project Size'!$F$10+O224*J224*'Average Project Size'!$F$9)/1000","v":1.5456866916411321E-3}]
[null,{"$f":"'Peak Identification'!B223","v":"CNCL T-061"},{"$f":"'Peak Identification'!D223","v":"W"},{"$f":"'Peak Identification'!E223","v":9},{"$f":"VLOOKUP($D225,'DER Output'!$S$17:$X$41,6,FALSE)","v":0},{"$f":"IF($C225=\"S\",VLOOKUP($D225,'DER Output'!$S$18:$W$41,2,FALSE),VLOOKUP($D225,'DER Output'!$S$18:$W$41,3,FALSE))","v":9.9257193152337234E-2},{"$f":"IF($C225=\"S\",VLOOKUP($D225,'DER Output'!$S$18:$W$41,4,FALSE),VLOOKUP($D225,'DER Output'!$S$18:$W$41,5,FALSE))","v":9.9257193152337234E-2},{"$f":"IF($C225=\"S\",VLOOKUP($D225,'DER Output'!$S$18:$W$41,4,FALSE),VLOOKUP($D225,'DER Output'!$S$18:$W$41,5,FALSE))","v":9.9257193152337234E-2},{"$f":"IF($C225=\"S\",VLOOKUP($D225,'DER Output'!$S$18:$W$41,4,FALSE),VLOOKUP($D225,'DER Output'!$S$18:$W$41,5,FALSE))","v":9.9257193152337234E-2},{"$f":"IF($C225=\"S\",VLOOKUP($D225,'DER Output'!$S$18:$W$41,4,FALSE),VLOOKUP($D225,'DER Output'!$S$18:$W$41,5,FALSE))","v":9.9257193152337234E-2},{"$f":"IFERROR(IF(OR(C225=\"S\",C225=\"D\"),VLOOKUP(B225,'Seasonal Customer Count'!$B:$I,4,FALSE),IF(C225=\"W\",VLOOKUP(B225,'Seasonal Customer Count'!$B:$P,12,FALSE),\"Check\")),0)","v":347},{"$f":"IFERROR(IF(OR(C225=\"S\",C225=\"D\"),VLOOKUP(B225,'Seasonal Customer Count'!$B:$P,5,FALSE),IF(C225=\"W\",VLOOKUP(B225,'Seasonal Customer Count'!$B:$P,13,FALSE),\"Check\")),0)","v":540},{"$f":"IFERROR(IF(OR(C225=\"S\",C225=\"D\"),VLOOKUP(B225,'Seasonal Customer Count'!$B:$P,6,FALSE),IF(C225=\"W\",VLOOKUP(B225,'Seasonal Customer Count'!$B:$P,14,FALSE),\"Check\")),0)","v":8},{"$f":"IFERROR(IF(OR(C225=\"S\",C225=\"D\"),VLOOKUP(B225,'Seasonal Customer Count'!$B:$P,7,FALSE),IF(C225=\"W\",VLOOKUP(B225,'Seasonal Customer Count'!$B:$P,15,FALSE),\"Check\")),0)","v":0},{"$f":"IFERROR(IF(OR(C225=\"S\",C225=\"D\"),VLOOKUP(B225,'Seasonal Customer Count'!$B:$P,8,FALSE),IF(C225=\"W\",VLOOKUP(B225,'Seasonal Customer Count'!$B:$P,16,FALSE),\"Check\")),0)","v":0},{"$f":"Summary!$D$8*(K225*'Average Project Size'!$F$6+L225*'Average Project Size'!$F$7+M225*'Average Project Size'!$F$8+N225*'Average Project Size'!$F$10+O225*'Average Project Size'!$F$9)/1000","v":5.4775476780543064E-2},{"$f":"Summary!$D$8*(K225*F225*'Average Project Size'!$F$6+L225*G225*'Average Project Size'!$F$7+M225*H225*'Average Project Size'!$F$8+N225*I225*'Average Project Size'!$F$10+O225*J225*'Average Project Size'!$F$9)/1000","v":5.4368600788177266E-3}]
[null,{"$f":"'Peak Identification'!B224","v":"CNDR11"},{"$f":"'Peak Identification'!D224","v":"S"},{"$f":"'Peak Identification'!E224","v":9},{"$f":"VLOOKUP($D226,'DER Output'!$S$17:$X$41,6,FALSE)","v":0},{"$f":"IF($C226=\"S\",VLOOKUP($D226,'DER Output'!$S$18:$W$41,2,FALSE),VLOOKUP($D226,'DER Output'!$S$18:$W$41,3,FALSE))","v":0.33510518636371905},{"$f":"IF($C226=\"S\",VLOOKUP($D226,'DER Output'!$S$18:$W$41,4,FALSE),VLOOKUP($D226,'DER Output'!$S$18:$W$41,5,FALSE))","v":0.33510518636371905},{"$f":"IF($C226=\"S\",VLOOKUP($D226,'DER Output'!$S$18:$W$41,4,FALSE),VLOOKUP($D226,'DER Output'!$S$18:$W$41,5,FALSE))","v":0.33510518636371905},{"$f":"IF($C226=\"S\",VLOOKUP($D226,'DER Output'!$S$18:$W$41,4,FALSE),VLOOKUP($D226,'DER Output'!$S$18:$W$41,5,FALSE))","v":0.33510518636371905},{"$f":"IF($C226=\"S\",VLOOKUP($D226,'DER Output'!$S$18:$W$41,4,FALSE),VLOOKUP($D226,'DER Output'!$S$18:$W$41,5,FALSE))","v":0.33510518636371905},{"$f":"IFERROR(IF(OR(C226=\"S\",C226=\"D\"),VLOOKUP(B226,'Seasonal Customer Count'!$B:$I,4,FALSE),IF(C226=\"W\",VLOOKUP(B226,'Seasonal Customer Count'!$B:$P,12,FALSE),\"Check\")),0)","v":6},{"$f":"IFERROR(IF(OR(C226=\"S\",C226=\"D\"),VLOOKUP(B226,'Seasonal Customer Count'!$B:$P,5,FALSE),IF(C226=\"W\",VLOOKUP(B226,'Seasonal Customer Count'!$B:$P,13,FALSE),\"Check\")),0)","v":2},{"$f":"IFERROR(IF(OR(C226=\"S\",C226=\"D\"),VLOOKUP(B226,'Seasonal Customer Count'!$B:$P,6,FALSE),IF(C226=\"W\",VLOOKUP(B226,'Seasonal Customer Count'!$B:$P,14,FALSE),\"Check\")),0)","v":0},{"$f":"IFERROR(IF(OR(C226=\"S\",C226=\"D\"),VLOOKUP(B226,'Seasonal Customer Count'!$B:$P,7,FALSE),IF(C226=\"W\",VLOOKUP(B226,'Seasonal Customer Count'!$B:$P,15,FALSE),\"Check\")),0)","v":0},{"$f":"IFERROR(IF(OR(C226=\"S\",C226=\"D\"),VLOOKUP(B226,'Seasonal Customer Count'!$B:$P,8,FALSE),IF(C226=\"W\",VLOOKUP(B226,'Seasonal Customer Count'!$B:$P,16,FALSE),\"Check\")),0)","v":24},{"$f":"Summary!$D$8*(K226*'Average Project Size'!$F$6+L226*'Average Project Size'!$F$7+M226*'Average Project Size'!$F$8+N226*'Average Project Size'!$F$10+O226*'Average Project Size'!$F$9)/1000","v":1.5649869894862778E-2},{"$f":"Summary!$D$8*(K226*F226*'Average Project Size'!$F$6+L226*G226*'Average Project Size'!$F$7+M226*H226*'Average Project Size'!$F$8+N226*I226*'Average Project Size'!$F$10+O226*J226*'Average Project Size'!$F$9)/1000","v":5.2443525676859476E-3}]
[null,{"$f":"'Peak Identification'!B225","v":"CNDR12"},{"$f":"'Peak Identification'!D225","v":"S"},{"$f":"'Peak Identification'!E225","v":20},{"$f":"VLOOKUP($D227,'DER Output'!$S$17:$X$41,6,FALSE)","v":2.7072953014838841E-3},{"$f":"IF($C227=\"S\",VLOOKUP($D227,'DER Output'!$S$18:$W$41,2,FALSE),VLOOKUP($D227,'DER Output'!$S$18:$W$41,3,FALSE))","v":2.0294966704587497E-2},{"$f":"IF($C227=\"S\",VLOOKUP($D227,'DER Output'!$S$18:$W$41,4,FALSE),VLOOKUP($D227,'DER Output'!$S$18:$W$41,5,FALSE))","v":2.0294966704587497E-2},{"$f":"IF($C227=\"S\",VLOOKUP($D227,'DER Output'!$S$18:$W$41,4,FALSE),VLOOKUP($D227,'DER Output'!$S$18:$W$41,5,FALSE))","v":2.0294966704587497E-2},{"$f":"IF($C227=\"S\",VLOOKUP($D227,'DER Output'!$S$18:$W$41,4,FALSE),VLOOKUP($D227,'DER Output'!$S$18:$W$41,5,FALSE))","v":2.0294966704587497E-2},{"$f":"IF($C227=\"S\",VLOOKUP($D227,'DER Output'!$S$18:$W$41,4,FALSE),VLOOKUP($D227,'DER Output'!$S$18:$W$41,5,FALSE))","v":2.0294966704587497E-2},{"$f":"IFERROR(IF(OR(C227=\"S\",C227=\"D\"),VLOOKUP(B227,'Seasonal Customer Count'!$B:$I,4,FALSE),IF(C227=\"W\",VLOOKUP(B227,'Seasonal Customer Count'!$B:$P,12,FALSE),\"Check\")),0)","v":16},{"$f":"IFERROR(IF(OR(C227=\"S\",C227=\"D\"),VLOOKUP(B227,'Seasonal Customer Count'!$B:$P,5,FALSE),IF(C227=\"W\",VLOOKUP(B227,'Seasonal Customer Count'!$B:$P,13,FALSE),\"Check\")),0)","v":7},{"$f":"IFERROR(IF(OR(C227=\"S\",C227=\"D\"),VLOOKUP(B227,'Seasonal Customer Count'!$B:$P,6,FALSE),IF(C227=\"W\",VLOOKUP(B227,'Seasonal Customer Count'!$B:$P,14,FALSE),\"Check\")),0)","v":1},{"$f":"IFERROR(IF(OR(C227=\"S\",C227=\"D\"),VLOOKUP(B227,'Seasonal Customer Count'!$B:$P,7,FALSE),IF(C227=\"W\",VLOOKUP(B227,'Seasonal Customer Count'!$B:$P,15,FALSE),\"Check\")),0)","v":0},{"$f":"IFERROR(IF(OR(C227=\"S\",C227=\"D\"),VLOOKUP(B227,'Seasonal Customer Count'!$B:$P,8,FALSE),IF(C227=\"W\",VLOOKUP(B227,'Seasonal Customer Count'!$B:$P,16,FALSE),\"Check\")),0)","v":35},{"$f":"Summary!$D$8*(K227*'Average Project Size'!$F$6+L227*'Average Project Size'!$F$7+M227*'Average Project Size'!$F$8+N227*'Average Project Size'!$F$10+O227*'Average Project Size'!$F$9)/1000","v":2.358237753311087E-2},{"$f":"Summary!$D$8*(K227*F227*'Average Project Size'!$F$6+L227*G227*'Average Project Size'!$F$7+M227*H227*'Average Project Size'!$F$8+N227*I227*'Average Project Size'!$F$10+O227*J227*'Average Project Size'!$F$9)/1000","v":4.7860356684949727E-4}]
[null,{"$f":"'Peak Identification'!B226","v":"CNDR T-051"},{"$f":"'Peak Identification'!D226","v":"S"},{"$f":"'Peak Identification'!E226","v":11},{"$f":"VLOOKUP($D228,'DER Output'!$S$17:$X$41,6,FALSE)","v":0},{"$f":"IF($C228=\"S\",VLOOKUP($D228,'DER Output'!$S$18:$W$41,2,FALSE),VLOOKUP($D228,'DER Output'!$S$18:$W$41,3,FALSE))","v":0.61268395129924835},{"$f":"IF($C228=\"S\",VLOOKUP($D228,'DER Output'!$S$18:$W$41,4,FALSE),VLOOKUP($D228,'DER Output'!$S$18:$W$41,5,FALSE))","v":0.61268395129924835},{"$f":"IF($C228=\"S\",VLOOKUP($D228,'DER Output'!$S$18:$W$41,4,FALSE),VLOOKUP($D228,'DER Output'!$S$18:$W$41,5,FALSE))","v":0.61268395129924835},{"$f":"IF($C228=\"S\",VLOOKUP($D228,'DER Output'!$S$18:$W$41,4,FALSE),VLOOKUP($D228,'DER Output'!$S$18:$W$41,5,FALSE))","v":0.61268395129924835},{"$f":"IF($C228=\"S\",VLOOKUP($D228,'DER Output'!$S$18:$W$41,4,FALSE),VLOOKUP($D228,'DER Output'!$S$18:$W$41,5,FALSE))","v":0.61268395129924835},{"$f":"IFERROR(IF(OR(C228=\"S\",C228=\"D\"),VLOOKUP(B228,'Seasonal Customer Count'!$B:$I,4,FALSE),IF(C228=\"W\",VLOOKUP(B228,'Seasonal Customer Count'!$B:$P,12,FALSE),\"Check\")),0)","v":22},{"$f":"IFERROR(IF(OR(C228=\"S\",C228=\"D\"),VLOOKUP(B228,'Seasonal Customer Count'!$B:$P,5,FALSE),IF(C228=\"W\",VLOOKUP(B228,'Seasonal Customer Count'!$B:$P,13,FALSE),\"Check\")),0)","v":9},{"$f":"IFERROR(IF(OR(C228=\"S\",C228=\"D\"),VLOOKUP(B228,'Seasonal Customer Count'!$B:$P,6,FALSE),IF(C228=\"W\",VLOOKUP(B228,'Seasonal Customer Count'!$B:$P,14,FALSE),\"Check\")),0)","v":1},{"$f":"IFERROR(IF(OR(C228=\"S\",C228=\"D\"),VLOOKUP(B228,'Seasonal Customer Count'!$B:$P,7,FALSE),IF(C228=\"W\",VLOOKUP(B228,'Seasonal Customer Count'!$B:$P,15,FALSE),\"Check\")),0)","v":0},{"$f":"IFERROR(IF(OR(C228=\"S\",C228=\"D\"),VLOOKUP(B228,'Seasonal Customer Count'!$B:$P,8,FALSE),IF(C228=\"W\",VLOOKUP(B228,'Seasonal Customer Count'!$B:$P,16,FALSE),\"Check\")),0)","v":59},{"$f":"Summary!$D$8*(K228*'Average Project Size'!$F$6+L228*'Average Project Size'!$F$7+M228*'Average Project Size'!$F$8+N228*'Average Project Size'!$F$10+O228*'Average Project Size'!$F$9)/1000","v":3.9232247427973647E-2},{"$f":"Summary!$D$8*(K228*F228*'Average Project Size'!$F$6+L228*G228*'Average Project Size'!$F$7+M228*H228*'Average Project Size'!$F$8+N228*I228*'Average Project Size'!$F$10+O228*J228*'Average Project Size'!$F$9)/1000","v":2.4036968372520666E-2}]
[null,{"$f":"'Peak Identification'!B227","v":"COVR11"},{"$f":"'Peak Identification'!D227","v":"S"},{"$f":"'Peak Identification'!E227","v":8},{"$f":"VLOOKUP($D229,'DER Output'!$S$17:$X$41,6,FALSE)","v":0},{"$f":"IF($C229=\"S\",VLOOKUP($D229,'DER Output'!$S$18:$W$41,2,FALSE),VLOOKUP($D229,'DER Output'!$S$18:$W$41,3,FALSE))","v":0.17099715675321933},{"$f":"IF($C229=\"S\",VLOOKUP($D229,'DER Output'!$S$18:$W$41,4,FALSE),VLOOKUP($D229,'DER Output'!$S$18:$W$41,5,FALSE))","v":0.17099715675321933},{"$f":"IF($C229=\"S\",VLOOKUP($D229,'DER Output'!$S$18:$W$41,4,FALSE),VLOOKUP($D229,'DER Output'!$S$18:$W$41,5,FALSE))","v":0.17099715675321933},{"$f":"IF($C229=\"S\",VLOOKUP($D229,'DER Output'!$S$18:$W$41,4,FALSE),VLOOKUP($D229,'DER Output'!$S$18:$W$41,5,FALSE))","v":0.17099715675321933},{"$f":"IF($C229=\"S\",VLOOKUP($D229,'DER Output'!$S$18:$W$41,4,FALSE),VLOOKUP($D229,'DER Output'!$S$18:$W$41,5,FALSE))","v":0.17099715675321933},{"$f":"IFERROR(IF(OR(C229=\"S\",C229=\"D\"),VLOOKUP(B229,'Seasonal Customer Count'!$B:$I,4,FALSE),IF(C229=\"W\",VLOOKUP(B229,'Seasonal Customer Count'!$B:$P,12,FALSE),\"Check\")),0)","v":0},{"$f":"IFERROR(IF(OR(C229=\"S\",C229=\"D\"),VLOOKUP(B229,'Seasonal Customer Count'!$B:$P,5,FALSE),IF(C229=\"W\",VLOOKUP(B229,'Seasonal Customer Count'!$B:$P,13,FALSE),\"Check\")),0)","v":0},{"$f":"IFERROR(IF(OR(C229=\"S\",C229=\"D\"),VLOOKUP(B229,'Seasonal Customer Count'!$B:$P,6,FALSE),IF(C229=\"W\",VLOOKUP(B229,'Seasonal Customer Count'!$B:$P,14,FALSE),\"Check\")),0)","v":0},{"$f":"IFERROR(IF(OR(C229=\"S\",C229=\"D\"),VLOOKUP(B229,'Seasonal Customer Count'!$B:$P,7,FALSE),IF(C229=\"W\",VLOOKUP(B229,'Seasonal Customer Count'!$B:$P,15,FALSE),\"Check\")),0)","v":0},{"$f":"IFERROR(IF(OR(C229=\"S\",C229=\"D\"),VLOOKUP(B229,'Seasonal Customer Count'!$B:$P,8,FALSE),IF(C229=\"W\",VLOOKUP(B229,'Seasonal Customer Count'!$B:$P,16,FALSE),\"Check\")),0)","v":1},{"$f":"Summary!$D$8*(K229*'Average Project Size'!$F$6+L229*'Average Project Size'!$F$7+M229*'Average Project Size'!$F$8+N229*'Average Project Size'!$F$10+O229*'Average Project Size'!$F$9)/1000","v":6.3602883350674265E-4},{"$f":"Summary!$D$8*(K229*F229*'Average Project Size'!$F$6+L229*G229*'Average Project Size'!$F$7+M229*H229*'Average Project Size'!$F$8+N229*I229*'Average Project Size'!$F$10+O229*J229*'Average Project Size'!$F$9)/1000","v":1.0875912214271972E-4}]
[null,{"$f":"'Peak Identification'!B228","v":"COVR12"},{"$f":"'Peak Identification'!D228","v":"S"},{"$f":"'Peak Identification'!E228","v":7},{"$f":"VLOOKUP($D230,'DER Output'!$S$17:$X$41,6,FALSE)","v":0},{"$f":"IF($C230=\"S\",VLOOKUP($D230,'DER Output'!$S$18:$W$41,2,FALSE),VLOOKUP($D230,'DER Output'!$S$18:$W$41,3,FALSE))","v":5.8404671396556272E-2},{"$f":"IF($C230=\"S\",VLOOKUP($D230,'DER Output'!$S$18:$W$41,4,FALSE),VLOOKUP($D230,'DER Output'!$S$18:$W$41,5,FALSE))","v":5.8404671396556272E-2},{"$f":"IF($C230=\"S\",VLOOKUP($D230,'DER Output'!$S$18:$W$41,4,FALSE),VLOOKUP($D230,'DER Output'!$S$18:$W$41,5,FALSE))","v":5.8404671396556272E-2},{"$f":"IF($C230=\"S\",VLOOKUP($D230,'DER Output'!$S$18:$W$41,4,FALSE),VLOOKUP($D230,'DER Output'!$S$18:$W$41,5,FALSE))","v":5.8404671396556272E-2},{"$f":"IF($C230=\"S\",VLOOKUP($D230,'DER Output'!$S$18:$W$41,4,FALSE),VLOOKUP($D230,'DER Output'!$S$18:$W$41,5,FALSE))","v":5.8404671396556272E-2},{"$f":"IFERROR(IF(OR(C230=\"S\",C230=\"D\"),VLOOKUP(B230,'Seasonal Customer Count'!$B:$I,4,FALSE),IF(C230=\"W\",VLOOKUP(B230,'Seasonal Customer Count'!$B:$P,12,FALSE),\"Check\")),0)","v":315},{"$f":"IFERROR(IF(OR(C230=\"S\",C230=\"D\"),VLOOKUP(B230,'Seasonal Customer Count'!$B:$P,5,FALSE),IF(C230=\"W\",VLOOKUP(B230,'Seasonal Customer Count'!$B:$P,13,FALSE),\"Check\")),0)","v":18},{"$f":"IFERROR(IF(OR(C230=\"S\",C230=\"D\"),VLOOKUP(B230,'Seasonal Customer Count'!$B:$P,6,FALSE),IF(C230=\"W\",VLOOKUP(B230,'Seasonal Customer Count'!$B:$P,14,FALSE),\"Check\")),0)","v":23},{"$f":"IFERROR(IF(OR(C230=\"S\",C230=\"D\"),VLOOKUP(B230,'Seasonal Customer Count'!$B:$P,7,FALSE),IF(C230=\"W\",VLOOKUP(B230,'Seasonal Customer Count'!$B:$P,15,FALSE),\"Check\")),0)","v":0},{"$f":"IFERROR(IF(OR(C230=\"S\",C230=\"D\"),VLOOKUP(B230,'Seasonal Customer Count'!$B:$P,8,FALSE),IF(C230=\"W\",VLOOKUP(B230,'Seasonal Customer Count'!$B:$P,16,FALSE),\"Check\")),0)","v":135},{"$f":"Summary!$D$8*(K230*'Average Project Size'!$F$6+L230*'Average Project Size'!$F$7+M230*'Average Project Size'!$F$8+N230*'Average Project Size'!$F$10+O230*'Average Project Size'!$F$9)/1000","v":0.10366016054109471},{"$f":"Summary!$D$8*(K230*F230*'Average Project Size'!$F$6+L230*G230*'Average Project Size'!$F$7+M230*H230*'Average Project Size'!$F$8+N230*I230*'Average Project Size'!$F$10+O230*J230*'Average Project Size'!$F$9)/1000","v":6.0542376133169056E-3}]
[null,{"$f":"'Peak Identification'!B229","v":"COVR T-051"},{"$f":"'Peak Identification'!D229","v":"S"},{"$f":"'Peak Identification'!E229","v":18},{"$f":"VLOOKUP($D231,'DER Output'!$S$17:$X$41,6,FALSE)","v":0.16032398020038169},{"$f":"IF($C231=\"S\",VLOOKUP($D231,'DER Output'!$S$18:$W$41,2,FALSE),VLOOKUP($D231,'DER Output'!$S$18:$W$41,3,FALSE))","v":0.17224423800777711},{"$f":"IF($C231=\"S\",VLOOKUP($D231,'DER Output'!$S$18:$W$41,4,FALSE),VLOOKUP($D231,'DER Output'!$S$18:$W$41,5,FALSE))","v":0.17224423800777711},{"$f":"IF($C231=\"S\",VLOOKUP($D231,'DER Output'!$S$18:$W$41,4,FALSE),VLOOKUP($D231,'DER Output'!$S$18:$W$41,5,FALSE))","v":0.17224423800777711},{"$f":"IF($C231=\"S\",VLOOKUP($D231,'DER Output'!$S$18:$W$41,4,FALSE),VLOOKUP($D231,'DER Output'!$S$18:$W$41,5,FALSE))","v":0.17224423800777711},{"$f":"IF($C231=\"S\",VLOOKUP($D231,'DER Output'!$S$18:$W$41,4,FALSE),VLOOKUP($D231,'DER Output'!$S$18:$W$41,5,FALSE))","v":0.17224423800777711},{"$f":"IFERROR(IF(OR(C231=\"S\",C231=\"D\"),VLOOKUP(B231,'Seasonal Customer Count'!$B:$I,4,FALSE),IF(C231=\"W\",VLOOKUP(B231,'Seasonal Customer Count'!$B:$P,12,FALSE),\"Check\")),0)","v":315},{"$f":"IFERROR(IF(OR(C231=\"S\",C231=\"D\"),VLOOKUP(B231,'Seasonal Customer Count'!$B:$P,5,FALSE),IF(C231=\"W\",VLOOKUP(B231,'Seasonal Customer Count'!$B:$P,13,FALSE),\"Check\")),0)","v":18},{"$f":"IFERROR(IF(OR(C231=\"S\",C231=\"D\"),VLOOKUP(B231,'Seasonal Customer Count'!$B:$P,6,FALSE),IF(C231=\"W\",VLOOKUP(B231,'Seasonal Customer Count'!$B:$P,14,FALSE),\"Check\")),0)","v":23},{"$f":"IFERROR(IF(OR(C231=\"S\",C231=\"D\"),VLOOKUP(B231,'Seasonal Customer Count'!$B:$P,7,FALSE),IF(C231=\"W\",VLOOKUP(B231,'Seasonal Customer Count'!$B:$P,15,FALSE),\"Check\")),0)","v":0},{"$f":"IFERROR(IF(OR(C231=\"S\",C231=\"D\"),VLOOKUP(B231,'Seasonal Customer Count'!$B:$P,8,FALSE),IF(C231=\"W\",VLOOKUP(B231,'Seasonal Customer Count'!$B:$P,16,FALSE),\"Check\")),0)","v":136},{"$f":"Summary!$D$8*(K231*'Average Project Size'!$F$6+L231*'Average Project Size'!$F$7+M231*'Average Project Size'!$F$8+N231*'Average Project Size'!$F$10+O231*'Average Project Size'!$F$9)/1000","v":0.10429618937460146},{"$f":"Summary!$D$8*(K231*F231*'Average Project Size'!$F$6+L231*G231*'Average Project Size'!$F$7+M231*H231*'Average Project Size'!$F$8+N231*I231*'Average Project Size'!$F$10+O231*J231*'Average Project Size'!$F$9)/1000","v":1.7964417665943051E-2}]
[null,{"$f":"'Peak Identification'!B230","v":"CSCD11"},{"$f":"'Peak Identification'!D230","v":"W"},{"$f":"'Peak Identification'!E230","v":9},{"$f":"VLOOKUP($D232,'DER Output'!$S$17:$X$41,6,FALSE)","v":0},{"$f":"IF($C232=\"S\",VLOOKUP($D232,'DER Output'!$S$18:$W$41,2,FALSE),VLOOKUP($D232,'DER Output'!$S$18:$W$41,3,FALSE))","v":9.9257193152337234E-2},{"$f":"IF($C232=\"S\",VLOOKUP($D232,'DER Output'!$S$18:$W$41,4,FALSE),VLOOKUP($D232,'DER Output'!$S$18:$W$41,5,FALSE))","v":9.9257193152337234E-2},{"$f":"IF($C232=\"S\",VLOOKUP($D232,'DER Output'!$S$18:$W$41,4,FALSE),VLOOKUP($D232,'DER Output'!$S$18:$W$41,5,FALSE))","v":9.9257193152337234E-2},{"$f":"IF($C232=\"S\",VLOOKUP($D232,'DER Output'!$S$18:$W$41,4,FALSE),VLOOKUP($D232,'DER Output'!$S$18:$W$41,5,FALSE))","v":9.9257193152337234E-2},{"$f":"IF($C232=\"S\",VLOOKUP($D232,'DER Output'!$S$18:$W$41,4,FALSE),VLOOKUP($D232,'DER Output'!$S$18:$W$41,5,FALSE))","v":9.9257193152337234E-2},{"$f":"IFERROR(IF(OR(C232=\"S\",C232=\"D\"),VLOOKUP(B232,'Seasonal Customer Count'!$B:$I,4,FALSE),IF(C232=\"W\",VLOOKUP(B232,'Seasonal Customer Count'!$B:$P,12,FALSE),\"Check\")),0)","v":52},{"$f":"IFERROR(IF(OR(C232=\"S\",C232=\"D\"),VLOOKUP(B232,'Seasonal Customer Count'!$B:$P,5,FALSE),IF(C232=\"W\",VLOOKUP(B232,'Seasonal Customer Count'!$B:$P,13,FALSE),\"Check\")),0)","v":125},{"$f":"IFERROR(IF(OR(C232=\"S\",C232=\"D\"),VLOOKUP(B232,'Seasonal Customer Count'!$B:$P,6,FALSE),IF(C232=\"W\",VLOOKUP(B232,'Seasonal Customer Count'!$B:$P,14,FALSE),\"Check\")),0)","v":2},{"$f":"IFERROR(IF(OR(C232=\"S\",C232=\"D\"),VLOOKUP(B232,'Seasonal Customer Count'!$B:$P,7,FALSE),IF(C232=\"W\",VLOOKUP(B232,'Seasonal Customer Count'!$B:$P,15,FALSE),\"Check\")),0)","v":0},{"$f":"IFERROR(IF(OR(C232=\"S\",C232=\"D\"),VLOOKUP(B232,'Seasonal Customer Count'!$B:$P,8,FALSE),IF(C232=\"W\",VLOOKUP(B232,'Seasonal Customer Count'!$B:$P,16,FALSE),\"Check\")),0)","v":0},{"$f":"Summary!$D$8*(K232*'Average Project Size'!$F$6+L232*'Average Project Size'!$F$7+M232*'Average Project Size'!$F$8+N232*'Average Project Size'!$F$10+O232*'Average Project Size'!$F$9)/1000","v":1.1579179686199214E-2},{"$f":"Summary!$D$8*(K232*F232*'Average Project Size'!$F$6+L232*G232*'Average Project Size'!$F$7+M232*H232*'Average Project Size'!$F$8+N232*I232*'Average Project Size'!$F$10+O232*J232*'Average Project Size'!$F$9)/1000","v":1.1493168746586949E-3}]
[null,{"$f":"'Peak Identification'!B231","v":"CSCD12"},{"$f":"'Peak Identification'!D231","v":"W"},{"$f":"'Peak Identification'!E231","v":9},{"$f":"VLOOKUP($D233,'DER Output'!$S$17:$X$41,6,FALSE)","v":0},{"$f":"IF($C233=\"S\",VLOOKUP($D233,'DER Output'!$S$18:$W$41,2,FALSE),VLOOKUP($D233,'DER Output'!$S$18:$W$41,3,FALSE))","v":9.9257193152337234E-2},{"$f":"IF($C233=\"S\",VLOOKUP($D233,'DER Output'!$S$18:$W$41,4,FALSE),VLOOKUP($D233,'DER Output'!$S$18:$W$41,5,FALSE))","v":9.9257193152337234E-2},{"$f":"IF($C233=\"S\",VLOOKUP($D233,'DER Output'!$S$18:$W$41,4,FALSE),VLOOKUP($D233,'DER Output'!$S$18:$W$41,5,FALSE))","v":9.9257193152337234E-2},{"$f":"IF($C233=\"S\",VLOOKUP($D233,'DER Output'!$S$18:$W$41,4,FALSE),VLOOKUP($D233,'DER Output'!$S$18:$W$41,5,FALSE))","v":9.9257193152337234E-2},{"$f":"IF($C233=\"S\",VLOOKUP($D233,'DER Output'!$S$18:$W$41,4,FALSE),VLOOKUP($D233,'DER Output'!$S$18:$W$41,5,FALSE))","v":9.9257193152337234E-2},{"$f":"IFERROR(IF(OR(C233=\"S\",C233=\"D\"),VLOOKUP(B233,'Seasonal Customer Count'!$B:$I,4,FALSE),IF(C233=\"W\",VLOOKUP(B233,'Seasonal Customer Count'!$B:$P,12,FALSE),\"Check\")),0)","v":3},{"$f":"IFERROR(IF(OR(C233=\"S\",C233=\"D\"),VLOOKUP(B233,'Seasonal Customer Count'!$B:$P,5,FALSE),IF(C233=\"W\",VLOOKUP(B233,'Seasonal Customer Count'!$B:$P,13,FALSE),\"Check\")),0)","v":9},{"$f":"IFERROR(IF(OR(C233=\"S\",C233=\"D\"),VLOOKUP(B233,'Seasonal Customer Count'!$B:$P,6,FALSE),IF(C233=\"W\",VLOOKUP(B233,'Seasonal Customer Count'!$B:$P,14,FALSE),\"Check\")),0)","v":0},{"$f":"IFERROR(IF(OR(C233=\"S\",C233=\"D\"),VLOOKUP(B233,'Seasonal Customer Count'!$B:$P,7,FALSE),IF(C233=\"W\",VLOOKUP(B233,'Seasonal Customer Count'!$B:$P,15,FALSE),\"Check\")),0)","v":3},{"$f":"IFERROR(IF(OR(C233=\"S\",C233=\"D\"),VLOOKUP(B233,'Seasonal Customer Count'!$B:$P,8,FALSE),IF(C233=\"W\",VLOOKUP(B233,'Seasonal Customer Count'!$B:$P,16,FALSE),\"Check\")),0)","v":0},{"$f":"Summary!$D$8*(K233*'Average Project Size'!$F$6+L233*'Average Project Size'!$F$7+M233*'Average Project Size'!$F$8+N233*'Average Project Size'!$F$10+O233*'Average Project Size'!$F$9)/1000","v":9.5858964552845566E-3},{"$f":"Summary!$D$8*(K233*F233*'Average Project Size'!$F$6+L233*G233*'Average Project Size'!$F$7+M233*H233*'Average Project Size'!$F$8+N233*I233*'Average Project Size'!$F$10+O233*J233*'Average Project Size'!$F$9)/1000","v":9.5146917600048408E-4}]
[null,{"$f":"'Peak Identification'!B232","v":"CSCD13"},{"$f":"'Peak Identification'!D232","v":"W"},{"$f":"'Peak Identification'!E232","v":8},{"$f":"VLOOKUP($D234,'DER Output'!$S$17:$X$41,6,FALSE)","v":0},{"$f":"IF($C234=\"S\",VLOOKUP($D234,'DER Output'!$S$18:$W$41,2,FALSE),VLOOKUP($D234,'DER Output'!$S$18:$W$41,3,FALSE))","v":2.4357194050013426E-2},{"$f":"IF($C234=\"S\",VLOOKUP($D234,'DER Output'!$S$18:$W$41,4,FALSE),VLOOKUP($D234,'DER Output'!$S$18:$W$41,5,FALSE))","v":2.4357194050013426E-2},{"$f":"IF($C234=\"S\",VLOOKUP($D234,'DER Output'!$S$18:$W$41,4,FALSE),VLOOKUP($D234,'DER Output'!$S$18:$W$41,5,FALSE))","v":2.4357194050013426E-2},{"$f":"IF($C234=\"S\",VLOOKUP($D234,'DER Output'!$S$18:$W$41,4,FALSE),VLOOKUP($D234,'DER Output'!$S$18:$W$41,5,FALSE))","v":2.4357194050013426E-2},{"$f":"IF($C234=\"S\",VLOOKUP($D234,'DER Output'!$S$18:$W$41,4,FALSE),VLOOKUP($D234,'DER Output'!$S$18:$W$41,5,FALSE))","v":2.4357194050013426E-2},{"$f":"IFERROR(IF(OR(C234=\"S\",C234=\"D\"),VLOOKUP(B234,'Seasonal Customer Count'!$B:$I,4,FALSE),IF(C234=\"W\",VLOOKUP(B234,'Seasonal Customer Count'!$B:$P,12,FALSE),\"Check\")),0)","v":3},{"$f":"IFERROR(IF(OR(C234=\"S\",C234=\"D\"),VLOOKUP(B234,'Seasonal Customer Count'!$B:$P,5,FALSE),IF(C234=\"W\",VLOOKUP(B234,'Seasonal Customer Count'!$B:$P,13,FALSE),\"Check\")),0)","v":9},{"$f":"IFERROR(IF(OR(C234=\"S\",C234=\"D\"),VLOOKUP(B234,'Seasonal Customer Count'!$B:$P,6,FALSE),IF(C234=\"W\",VLOOKUP(B234,'Seasonal Customer Count'!$B:$P,14,FALSE),\"Check\")),0)","v":0},{"$f":"IFERROR(IF(OR(C234=\"S\",C234=\"D\"),VLOOKUP(B234,'Seasonal Customer Count'!$B:$P,7,FALSE),IF(C234=\"W\",VLOOKUP(B234,'Seasonal Customer Count'!$B:$P,15,FALSE),\"Check\")),0)","v":3},{"$f":"IFERROR(IF(OR(C234=\"S\",C234=\"D\"),VLOOKUP(B234,'Seasonal Customer Count'!$B:$P,8,FALSE),IF(C234=\"W\",VLOOKUP(B234,'Seasonal Customer Count'!$B:$P,16,FALSE),\"Check\")),0)","v":0},{"$f":"Summary!$D$8*(K234*'Average Project Size'!$F$6+L234*'Average Project Size'!$F$7+M234*'Average Project Size'!$F$8+N234*'Average Project Size'!$F$10+O234*'Average Project Size'!$F$9)/1000","v":9.5858964552845566E-3},{"$f":"Summary!$D$8*(K234*F234*'Average Project Size'!$F$6+L234*G234*'Average Project Size'!$F$7+M234*H234*'Average Project Size'!$F$8+N234*I234*'Average Project Size'!$F$10+O234*J234*'Average Project Size'!$F$9)/1000","v":2.3348554010470179E-4}]
[null,{"$f":"'Peak Identification'!B233","v":"CSCD T-061"},{"$f":"'Peak Identification'!D233","v":"W"},{"$f":"'Peak Identification'!E233","v":8},{"$f":"VLOOKUP($D235,'DER Output'!$S$17:$X$41,6,FALSE)","v":0},{"$f":"IF($C235=\"S\",VLOOKUP($D235,'DER Output'!$S$18:$W$41,2,FALSE),VLOOKUP($D235,'DER Output'!$S$18:$W$41,3,FALSE))","v":2.4357194050013426E-2},{"$f":"IF($C235=\"S\",VLOOKUP($D235,'DER Output'!$S$18:$W$41,4,FALSE),VLOOKUP($D235,'DER Output'!$S$18:$W$41,5,FALSE))","v":2.4357194050013426E-2},{"$f":"IF($C235=\"S\",VLOOKUP($D235,'DER Output'!$S$18:$W$41,4,FALSE),VLOOKUP($D235,'DER Output'!$S$18:$W$41,5,FALSE))","v":2.4357194050013426E-2},{"$f":"IF($C235=\"S\",VLOOKUP($D235,'DER Output'!$S$18:$W$41,4,FALSE),VLOOKUP($D235,'DER Output'!$S$18:$W$41,5,FALSE))","v":2.4357194050013426E-2},{"$f":"IF($C235=\"S\",VLOOKUP($D235,'DER Output'!$S$18:$W$41,4,FALSE),VLOOKUP($D235,'DER Output'!$S$18:$W$41,5,FALSE))","v":2.4357194050013426E-2},{"$f":"IFERROR(IF(OR(C235=\"S\",C235=\"D\"),VLOOKUP(B235,'Seasonal Customer Count'!$B:$I,4,FALSE),IF(C235=\"W\",VLOOKUP(B235,'Seasonal Customer Count'!$B:$P,12,FALSE),\"Check\")),0)","v":192},{"$f":"IFERROR(IF(OR(C235=\"S\",C235=\"D\"),VLOOKUP(B235,'Seasonal Customer Count'!$B:$P,5,FALSE),IF(C235=\"W\",VLOOKUP(B235,'Seasonal Customer Count'!$B:$P,13,FALSE),\"Check\")),0)","v":267},{"$f":"IFERROR(IF(OR(C235=\"S\",C235=\"D\"),VLOOKUP(B235,'Seasonal Customer Count'!$B:$P,6,FALSE),IF(C235=\"W\",VLOOKUP(B235,'Seasonal Customer Count'!$B:$P,14,FALSE),\"Check\")),0)","v":0},{"$f":"IFERROR(IF(OR(C235=\"S\",C235=\"D\"),VLOOKUP(B235,'Seasonal Customer Count'!$B:$P,7,FALSE),IF(C235=\"W\",VLOOKUP(B235,'Seasonal Customer Count'!$B:$P,15,FALSE),\"Check\")),0)","v":0},{"$f":"IFERROR(IF(OR(C235=\"S\",C235=\"D\"),VLOOKUP(B235,'Seasonal Customer Count'!$B:$P,8,FALSE),IF(C235=\"W\",VLOOKUP(B235,'Seasonal Customer Count'!$B:$P,16,FALSE),\"Check\")),0)","v":0},{"$f":"Summary!$D$8*(K235*'Average Project Size'!$F$6+L235*'Average Project Size'!$F$7+M235*'Average Project Size'!$F$8+N235*'Average Project Size'!$F$10+O235*'Average Project Size'!$F$9)/1000","v":2.7215093933215719E-2},{"$f":"Summary!$D$8*(K235*F235*'Average Project Size'!$F$6+L235*G235*'Average Project Size'!$F$7+M235*H235*'Average Project Size'!$F$8+N235*I235*'Average Project Size'!$F$10+O235*J235*'Average Project Size'!$F$9)/1000","v":6.6288332402067841E-4}]
[null,{"$f":"'Peak Identification'!B234","v":"CSCD T-062"},{"$f":"'Peak Identification'!D234","v":"W"},{"$f":"'Peak Identification'!E234","v":9},{"$f":"VLOOKUP($D236,'DER Output'!$S$17:$X$41,6,FALSE)","v":0},{"$f":"IF($C236=\"S\",VLOOKUP($D236,'DER Output'!$S$18:$W$41,2,FALSE),VLOOKUP($D236,'DER Output'!$S$18:$W$41,3,FALSE))","v":9.9257193152337234E-2},{"$f":"IF($C236=\"S\",VLOOKUP($D236,'DER Output'!$S$18:$W$41,4,FALSE),VLOOKUP($D236,'DER Output'!$S$18:$W$41,5,FALSE))","v":9.9257193152337234E-2},{"$f":"IF($C236=\"S\",VLOOKUP($D236,'DER Output'!$S$18:$W$41,4,FALSE),VLOOKUP($D236,'DER Output'!$S$18:$W$41,5,FALSE))","v":9.9257193152337234E-2},{"$f":"IF($C236=\"S\",VLOOKUP($D236,'DER Output'!$S$18:$W$41,4,FALSE),VLOOKUP($D236,'DER Output'!$S$18:$W$41,5,FALSE))","v":9.9257193152337234E-2},{"$f":"IF($C236=\"S\",VLOOKUP($D236,'DER Output'!$S$18:$W$41,4,FALSE),VLOOKUP($D236,'DER Output'!$S$18:$W$41,5,FALSE))","v":9.9257193152337234E-2},{"$f":"IFERROR(IF(OR(C236=\"S\",C236=\"D\"),VLOOKUP(B236,'Seasonal Customer Count'!$B:$I,4,FALSE),IF(C236=\"W\",VLOOKUP(B236,'Seasonal Customer Count'!$B:$P,12,FALSE),\"Check\")),0)","v":0},{"$f":"IFERROR(IF(OR(C236=\"S\",C236=\"D\"),VLOOKUP(B236,'Seasonal Customer Count'!$B:$P,5,FALSE),IF(C236=\"W\",VLOOKUP(B236,'Seasonal Customer Count'!$B:$P,13,FALSE),\"Check\")),0)","v":0},{"$f":"IFERROR(IF(OR(C236=\"S\",C236=\"D\"),VLOOKUP(B236,'Seasonal Customer Count'!$B:$P,6,FALSE),IF(C236=\"W\",VLOOKUP(B236,'Seasonal Customer Count'!$B:$P,14,FALSE),\"Check\")),0)","v":0},{"$f":"IFERROR(IF(OR(C236=\"S\",C236=\"D\"),VLOOKUP(B236,'Seasonal Customer Count'!$B:$P,7,FALSE),IF(C236=\"W\",VLOOKUP(B236,'Seasonal Customer Count'!$B:$P,15,FALSE),\"Check\")),0)","v":0},{"$f":"IFERROR(IF(OR(C236=\"S\",C236=\"D\"),VLOOKUP(B236,'Seasonal Customer Count'!$B:$P,8,FALSE),IF(C236=\"W\",VLOOKUP(B236,'Seasonal Customer Count'!$B:$P,16,FALSE),\"Check\")),0)","v":0},{"$f":"Summary!$D$8*(K236*'Average Project Size'!$F$6+L236*'Average Project Size'!$F$7+M236*'Average Project Size'!$F$8+N236*'Average Project Size'!$F$10+O236*'Average Project Size'!$F$9)/1000","v":0},{"$f":"Summary!$D$8*(K236*F236*'Average Project Size'!$F$6+L236*G236*'Average Project Size'!$F$7+M236*H236*'Average Project Size'!$F$8+N236*I236*'Average Project Size'!$F$10+O236*J236*'Average Project Size'!$F$9)/1000","v":0}]
[null,{"$f":"'Peak Identification'!B235","v":"CTWT11"},{"$f":"'Peak Identification'!D235","v":"S"},{"$f":"'Peak Identification'!E235","v":19},{"$f":"VLOOKUP($D237,'DER Output'!$S$17:$X$41,6,FALSE)","v":0.11066797934994306},{"$f":"IF($C237=\"S\",VLOOKUP($D237,'DER Output'!$S$18:$W$41,2,FALSE),VLOOKUP($D237,'DER Output'!$S$18:$W$41,3,FALSE))","v":7.5840560103576066E-2},{"$f":"IF($C237=\"S\",VLOOKUP($D237,'DER Output'!$S$18:$W$41,4,FALSE),VLOOKUP($D237,'DER Output'!$S$18:$W$41,5,FALSE))","v":7.5840560103576066E-2},{"$f":"IF($C237=\"S\",VLOOKUP($D237,'DER Output'!$S$18:$W$41,4,FALSE),VLOOKUP($D237,'DER Output'!$S$18:$W$41,5,FALSE))","v":7.5840560103576066E-2},{"$f":"IF($C237=\"S\",VLOOKUP($D237,'DER Output'!$S$18:$W$41,4,FALSE),VLOOKUP($D237,'DER Output'!$S$18:$W$41,5,FALSE))","v":7.5840560103576066E-2},{"$f":"IF($C237=\"S\",VLOOKUP($D237,'DER Output'!$S$18:$W$41,4,FALSE),VLOOKUP($D237,'DER Output'!$S$18:$W$41,5,FALSE))","v":7.5840560103576066E-2},{"$f":"IFERROR(IF(OR(C237=\"S\",C237=\"D\"),VLOOKUP(B237,'Seasonal Customer Count'!$B:$I,4,FALSE),IF(C237=\"W\",VLOOKUP(B237,'Seasonal Customer Count'!$B:$P,12,FALSE),\"Check\")),0)","v":211},{"$f":"IFERROR(IF(OR(C237=\"S\",C237=\"D\"),VLOOKUP(B237,'Seasonal Customer Count'!$B:$P,5,FALSE),IF(C237=\"W\",VLOOKUP(B237,'Seasonal Customer Count'!$B:$P,13,FALSE),\"Check\")),0)","v":11},{"$f":"IFERROR(IF(OR(C237=\"S\",C237=\"D\"),VLOOKUP(B237,'Seasonal Customer Count'!$B:$P,6,FALSE),IF(C237=\"W\",VLOOKUP(B237,'Seasonal Customer Count'!$B:$P,14,FALSE),\"Check\")),0)","v":17},{"$f":"IFERROR(IF(OR(C237=\"S\",C237=\"D\"),VLOOKUP(B237,'Seasonal Customer Count'!$B:$P,7,FALSE),IF(C237=\"W\",VLOOKUP(B237,'Seasonal Customer Count'!$B:$P,15,FALSE),\"Check\")),0)","v":0},{"$f":"IFERROR(IF(OR(C237=\"S\",C237=\"D\"),VLOOKUP(B237,'Seasonal Customer Count'!$B:$P,8,FALSE),IF(C237=\"W\",VLOOKUP(B237,'Seasonal Customer Count'!$B:$P,16,FALSE),\"Check\")),0)","v":5},{"$f":"Summary!$D$8*(K237*'Average Project Size'!$F$6+L237*'Average Project Size'!$F$7+M237*'Average Project Size'!$F$8+N237*'Average Project Size'!$F$10+O237*'Average Project Size'!$F$9)/1000","v":1.5297361159963279E-2},{"$f":"Summary!$D$8*(K237*F237*'Average Project Size'!$F$6+L237*G237*'Average Project Size'!$F$7+M237*H237*'Average Project Size'!$F$8+N237*I237*'Average Project Size'!$F$10+O237*J237*'Average Project Size'!$F$9)/1000","v":1.160160438478305E-3}]
[null,{"$f":"'Peak Identification'!B236","v":"CTWT12"},{"$f":"'Peak Identification'!D236","v":"S"},{"$f":"'Peak Identification'!E236","v":17},{"$f":"VLOOKUP($D238,'DER Output'!$S$17:$X$41,6,FALSE)","v":0.19174838710475617},{"$f":"IF($C238=\"S\",VLOOKUP($D238,'DER Output'!$S$18:$W$41,2,FALSE),VLOOKUP($D238,'DER Output'!$S$18:$W$41,3,FALSE))","v":0.30300399777640191},{"$f":"IF($C238=\"S\",VLOOKUP($D238,'DER Output'!$S$18:$W$41,4,FALSE),VLOOKUP($D238,'DER Output'!$S$18:$W$41,5,FALSE))","v":0.30300399777640191},{"$f":"IF($C238=\"S\",VLOOKUP($D238,'DER Output'!$S$18:$W$41,4,FALSE),VLOOKUP($D238,'DER Output'!$S$18:$W$41,5,FALSE))","v":0.30300399777640191},{"$f":"IF($C238=\"S\",VLOOKUP($D238,'DER Output'!$S$18:$W$41,4,FALSE),VLOOKUP($D238,'DER Output'!$S$18:$W$41,5,FALSE))","v":0.30300399777640191},{"$f":"IF($C238=\"S\",VLOOKUP($D238,'DER Output'!$S$18:$W$41,4,FALSE),VLOOKUP($D238,'DER Output'!$S$18:$W$41,5,FALSE))","v":0.30300399777640191},{"$f":"IFERROR(IF(OR(C238=\"S\",C238=\"D\"),VLOOKUP(B238,'Seasonal Customer Count'!$B:$I,4,FALSE),IF(C238=\"W\",VLOOKUP(B238,'Seasonal Customer Count'!$B:$P,12,FALSE),\"Check\")),0)","v":586},{"$f":"IFERROR(IF(OR(C238=\"S\",C238=\"D\"),VLOOKUP(B238,'Seasonal Customer Count'!$B:$P,5,FALSE),IF(C238=\"W\",VLOOKUP(B238,'Seasonal Customer Count'!$B:$P,13,FALSE),\"Check\")),0)","v":14},{"$f":"IFERROR(IF(OR(C238=\"S\",C238=\"D\"),VLOOKUP(B238,'Seasonal Customer Count'!$B:$P,6,FALSE),IF(C238=\"W\",VLOOKUP(B238,'Seasonal Customer Count'!$B:$P,14,FALSE),\"Check\")),0)","v":21},{"$f":"IFERROR(IF(OR(C238=\"S\",C238=\"D\"),VLOOKUP(B238,'Seasonal Customer Count'!$B:$P,7,FALSE),IF(C238=\"W\",VLOOKUP(B238,'Seasonal Customer Count'!$B:$P,15,FALSE),\"Check\")),0)","v":0},{"$f":"IFERROR(IF(OR(C238=\"S\",C238=\"D\"),VLOOKUP(B238,'Seasonal Customer Count'!$B:$P,8,FALSE),IF(C238=\"W\",VLOOKUP(B238,'Seasonal Customer Count'!$B:$P,16,FALSE),\"Check\")),0)","v":0},{"$f":"Summary!$D$8*(K238*'Average Project Size'!$F$6+L238*'Average Project Size'!$F$7+M238*'Average Project Size'!$F$8+N238*'Average Project Size'!$F$10+O238*'Average Project Size'!$F$9)/1000","v":2.7930455515256577E-2},{"$f":"Summary!$D$8*(K238*F238*'Average Project Size'!$F$6+L238*G238*'Average Project Size'!$F$7+M238*H238*'Average Project Size'!$F$8+N238*I238*'Average Project Size'!$F$10+O238*J238*'Average Project Size'!$F$9)/1000","v":8.4630396808386965E-3}]
[null,{"$f":"'Peak Identification'!B237","v":"CTWT T-131"},{"$f":"'Peak Identification'!D237","v":"S"},{"$f":"'Peak Identification'!E237","v":18},{"$f":"VLOOKUP($D239,'DER Output'!$S$17:$X$41,6,FALSE)","v":0.16032398020038169},{"$f":"IF($C239=\"S\",VLOOKUP($D239,'DER Output'!$S$18:$W$41,2,FALSE),VLOOKUP($D239,'DER Output'!$S$18:$W$41,3,FALSE))","v":0.17224423800777711},{"$f":"IF($C239=\"S\",VLOOKUP($D239,'DER Output'!$S$18:$W$41,4,FALSE),VLOOKUP($D239,'DER Output'!$S$18:$W$41,5,FALSE))","v":0.17224423800777711},{"$f":"IF($C239=\"S\",VLOOKUP($D239,'DER Output'!$S$18:$W$41,4,FALSE),VLOOKUP($D239,'DER Output'!$S$18:$W$41,5,FALSE))","v":0.17224423800777711},{"$f":"IF($C239=\"S\",VLOOKUP($D239,'DER Output'!$S$18:$W$41,4,FALSE),VLOOKUP($D239,'DER Output'!$S$18:$W$41,5,FALSE))","v":0.17224423800777711},{"$f":"IF($C239=\"S\",VLOOKUP($D239,'DER Output'!$S$18:$W$41,4,FALSE),VLOOKUP($D239,'DER Output'!$S$18:$W$41,5,FALSE))","v":0.17224423800777711},{"$f":"IFERROR(IF(OR(C239=\"S\",C239=\"D\"),VLOOKUP(B239,'Seasonal Customer Count'!$B:$I,4,FALSE),IF(C239=\"W\",VLOOKUP(B239,'Seasonal Customer Count'!$B:$P,12,FALSE),\"Check\")),0)","v":797},{"$f":"IFERROR(IF(OR(C239=\"S\",C239=\"D\"),VLOOKUP(B239,'Seasonal Customer Count'!$B:$P,5,FALSE),IF(C239=\"W\",VLOOKUP(B239,'Seasonal Customer Count'!$B:$P,13,FALSE),\"Check\")),0)","v":25},{"$f":"IFERROR(IF(OR(C239=\"S\",C239=\"D\"),VLOOKUP(B239,'Seasonal Customer Count'!$B:$P,6,FALSE),IF(C239=\"W\",VLOOKUP(B239,'Seasonal Customer Count'!$B:$P,14,FALSE),\"Check\")),0)","v":38},{"$f":"IFERROR(IF(OR(C239=\"S\",C239=\"D\"),VLOOKUP(B239,'Seasonal Customer Count'!$B:$P,7,FALSE),IF(C239=\"W\",VLOOKUP(B239,'Seasonal Customer Count'!$B:$P,15,FALSE),\"Check\")),0)","v":0},{"$f":"IFERROR(IF(OR(C239=\"S\",C239=\"D\"),VLOOKUP(B239,'Seasonal Customer Count'!$B:$P,8,FALSE),IF(C239=\"W\",VLOOKUP(B239,'Seasonal Customer Count'!$B:$P,16,FALSE),\"Check\")),0)","v":5},{"$f":"Summary!$D$8*(K239*'Average Project Size'!$F$6+L239*'Average Project Size'!$F$7+M239*'Average Project Size'!$F$8+N239*'Average Project Size'!$F$10+O239*'Average Project Size'!$F$9)/1000","v":4.3227816675219854E-2},{"$f":"Summary!$D$8*(K239*F239*'Average Project Size'!$F$6+L239*G239*'Average Project Size'!$F$7+M239*H239*'Average Project Size'!$F$8+N239*I239*'Average Project Size'!$F$10+O239*J239*'Average Project Size'!$F$9)/1000","v":7.4457423439631253E-3}]
[null,{"$f":"'Peak Identification'!B238","v":"CWVY11"},{"$f":"'Peak Identification'!D238","v":"S"},{"$f":"'Peak Identification'!E238","v":16},{"$f":"VLOOKUP($D240,'DER Output'!$S$17:$X$41,6,FALSE)","v":0.22644022312513051},{"$f":"IF($C240=\"S\",VLOOKUP($D240,'DER Output'!$S$18:$W$41,2,FALSE),VLOOKUP($D240,'DER Output'!$S$18:$W$41,3,FALSE))","v":0.44781407722569133},{"$f":"IF($C240=\"S\",VLOOKUP($D240,'DER Output'!$S$18:$W$41,4,FALSE),VLOOKUP($D240,'DER Output'!$S$18:$W$41,5,FALSE))","v":0.44781407722569133},{"$f":"IF($C240=\"S\",VLOOKUP($D240,'DER Output'!$S$18:$W$41,4,FALSE),VLOOKUP($D240,'DER Output'!$S$18:$W$41,5,FALSE))","v":0.44781407722569133},{"$f":"IF($C240=\"S\",VLOOKUP($D240,'DER Output'!$S$18:$W$41,4,FALSE),VLOOKUP($D240,'DER Output'!$S$18:$W$41,5,FALSE))","v":0.44781407722569133},{"$f":"IF($C240=\"S\",VLOOKUP($D240,'DER Output'!$S$18:$W$41,4,FALSE),VLOOKUP($D240,'DER Output'!$S$18:$W$41,5,FALSE))","v":0.44781407722569133},{"$f":"IFERROR(IF(OR(C240=\"S\",C240=\"D\"),VLOOKUP(B240,'Seasonal Customer Count'!$B:$I,4,FALSE),IF(C240=\"W\",VLOOKUP(B240,'Seasonal Customer Count'!$B:$P,12,FALSE),\"Check\")),0)","v":10},{"$f":"IFERROR(IF(OR(C240=\"S\",C240=\"D\"),VLOOKUP(B240,'Seasonal Customer Count'!$B:$P,5,FALSE),IF(C240=\"W\",VLOOKUP(B240,'Seasonal Customer Count'!$B:$P,13,FALSE),\"Check\")),0)","v":16},{"$f":"IFERROR(IF(OR(C240=\"S\",C240=\"D\"),VLOOKUP(B240,'Seasonal Customer Count'!$B:$P,6,FALSE),IF(C240=\"W\",VLOOKUP(B240,'Seasonal Customer Count'!$B:$P,14,FALSE),\"Check\")),0)","v":0},{"$f":"IFERROR(IF(OR(C240=\"S\",C240=\"D\"),VLOOKUP(B240,'Seasonal Customer Count'!$B:$P,7,FALSE),IF(C240=\"W\",VLOOKUP(B240,'Seasonal Customer Count'!$B:$P,15,FALSE),\"Check\")),0)","v":0},{"$f":"IFERROR(IF(OR(C240=\"S\",C240=\"D\"),VLOOKUP(B240,'Seasonal Customer Count'!$B:$P,8,FALSE),IF(C240=\"W\",VLOOKUP(B240,'Seasonal Customer Count'!$B:$P,16,FALSE),\"Check\")),0)","v":14},{"$f":"Summary!$D$8*(K240*'Average Project Size'!$F$6+L240*'Average Project Size'!$F$7+M240*'Average Project Size'!$F$8+N240*'Average Project Size'!$F$10+O240*'Average Project Size'!$F$9)/1000","v":1.047542635124761E-2},{"$f":"Summary!$D$8*(K240*F240*'Average Project Size'!$F$6+L240*G240*'Average Project Size'!$F$7+M240*H240*'Average Project Size'!$F$8+N240*I240*'Average Project Size'!$F$10+O240*J240*'Average Project Size'!$F$9)/1000","v":4.691043385029639E-3}]
[null,{"$f":"'Peak Identification'!B239","v":"CWVY12"},{"$f":"'Peak Identification'!D239","v":"S"},{"$f":"'Peak Identification'!E239","v":19},{"$f":"VLOOKUP($D241,'DER Output'!$S$17:$X$41,6,FALSE)","v":0.11066797934994306},{"$f":"IF($C241=\"S\",VLOOKUP($D241,'DER Output'!$S$18:$W$41,2,FALSE),VLOOKUP($D241,'DER Output'!$S$18:$W$41,3,FALSE))","v":7.5840560103576066E-2},{"$f":"IF($C241=\"S\",VLOOKUP($D241,'DER Output'!$S$18:$W$41,4,FALSE),VLOOKUP($D241,'DER Output'!$S$18:$W$41,5,FALSE))","v":7.5840560103576066E-2},{"$f":"IF($C241=\"S\",VLOOKUP($D241,'DER Output'!$S$18:$W$41,4,FALSE),VLOOKUP($D241,'DER Output'!$S$18:$W$41,5,FALSE))","v":7.5840560103576066E-2},{"$f":"IF($C241=\"S\",VLOOKUP($D241,'DER Output'!$S$18:$W$41,4,FALSE),VLOOKUP($D241,'DER Output'!$S$18:$W$41,5,FALSE))","v":7.5840560103576066E-2},{"$f":"IF($C241=\"S\",VLOOKUP($D241,'DER Output'!$S$18:$W$41,4,FALSE),VLOOKUP($D241,'DER Output'!$S$18:$W$41,5,FALSE))","v":7.5840560103576066E-2},{"$f":"IFERROR(IF(OR(C241=\"S\",C241=\"D\"),VLOOKUP(B241,'Seasonal Customer Count'!$B:$I,4,FALSE),IF(C241=\"W\",VLOOKUP(B241,'Seasonal Customer Count'!$B:$P,12,FALSE),\"Check\")),0)","v":45},{"$f":"IFERROR(IF(OR(C241=\"S\",C241=\"D\"),VLOOKUP(B241,'Seasonal Customer Count'!$B:$P,5,FALSE),IF(C241=\"W\",VLOOKUP(B241,'Seasonal Customer Count'!$B:$P,13,FALSE),\"Check\")),0)","v":23},{"$f":"IFERROR(IF(OR(C241=\"S\",C241=\"D\"),VLOOKUP(B241,'Seasonal Customer Count'!$B:$P,6,FALSE),IF(C241=\"W\",VLOOKUP(B241,'Seasonal Customer Count'!$B:$P,14,FALSE),\"Check\")),0)","v":1},{"$f":"IFERROR(IF(OR(C241=\"S\",C241=\"D\"),VLOOKUP(B241,'Seasonal Customer Count'!$B:$P,7,FALSE),IF(C241=\"W\",VLOOKUP(B241,'Seasonal Customer Count'!$B:$P,15,FALSE),\"Check\")),0)","v":0},{"$f":"IFERROR(IF(OR(C241=\"S\",C241=\"D\"),VLOOKUP(B241,'Seasonal Customer Count'!$B:$P,8,FALSE),IF(C241=\"W\",VLOOKUP(B241,'Seasonal Customer Count'!$B:$P,16,FALSE),\"Check\")),0)","v":41},{"$f":"Summary!$D$8*(K241*'Average Project Size'!$F$6+L241*'Average Project Size'!$F$7+M241*'Average Project Size'!$F$8+N241*'Average Project Size'!$F$10+O241*'Average Project Size'!$F$9)/1000","v":2.9724773438031735E-2},{"$f":"Summary!$D$8*(K241*F241*'Average Project Size'!$F$6+L241*G241*'Average Project Size'!$F$7+M241*H241*'Average Project Size'!$F$8+N241*I241*'Average Project Size'!$F$10+O241*J241*'Average Project Size'!$F$9)/1000","v":2.254343466492227E-3}]
[null,{"$f":"'Peak Identification'!B240","v":"CWVY T-061"},{"$f":"'Peak Identification'!D240","v":"S"},{"$f":"'Peak Identification'!E240","v":17},{"$f":"VLOOKUP($D242,'DER Output'!$S$17:$X$41,6,FALSE)","v":0.19174838710475617},{"$f":"IF($C242=\"S\",VLOOKUP($D242,'DER Output'!$S$18:$W$41,2,FALSE),VLOOKUP($D242,'DER Output'!$S$18:$W$41,3,FALSE))","v":0.30300399777640191},{"$f":"IF($C242=\"S\",VLOOKUP($D242,'DER Output'!$S$18:$W$41,4,FALSE),VLOOKUP($D242,'DER Output'!$S$18:$W$41,5,FALSE))","v":0.30300399777640191},{"$f":"IF($C242=\"S\",VLOOKUP($D242,'DER Output'!$S$18:$W$41,4,FALSE),VLOOKUP($D242,'DER Output'!$S$18:$W$41,5,FALSE))","v":0.30300399777640191},{"$f":"IF($C242=\"S\",VLOOKUP($D242,'DER Output'!$S$18:$W$41,4,FALSE),VLOOKUP($D242,'DER Output'!$S$18:$W$41,5,FALSE))","v":0.30300399777640191},{"$f":"IF($C242=\"S\",VLOOKUP($D242,'DER Output'!$S$18:$W$41,4,FALSE),VLOOKUP($D242,'DER Output'!$S$18:$W$41,5,FALSE))","v":0.30300399777640191},{"$f":"IFERROR(IF(OR(C242=\"S\",C242=\"D\"),VLOOKUP(B242,'Seasonal Customer Count'!$B:$I,4,FALSE),IF(C242=\"W\",VLOOKUP(B242,'Seasonal Customer Count'!$B:$P,12,FALSE),\"Check\")),0)","v":55},{"$f":"IFERROR(IF(OR(C242=\"S\",C242=\"D\"),VLOOKUP(B242,'Seasonal Customer Count'!$B:$P,5,FALSE),IF(C242=\"W\",VLOOKUP(B242,'Seasonal Customer Count'!$B:$P,13,FALSE),\"Check\")),0)","v":39},{"$f":"IFERROR(IF(OR(C242=\"S\",C242=\"D\"),VLOOKUP(B242,'Seasonal Customer Count'!$B:$P,6,FALSE),IF(C242=\"W\",VLOOKUP(B242,'Seasonal Customer Count'!$B:$P,14,FALSE),\"Check\")),0)","v":1},{"$f":"IFERROR(IF(OR(C242=\"S\",C242=\"D\"),VLOOKUP(B242,'Seasonal Customer Count'!$B:$P,7,FALSE),IF(C242=\"W\",VLOOKUP(B242,'Seasonal Customer Count'!$B:$P,15,FALSE),\"Check\")),0)","v":0},{"$f":"IFERROR(IF(OR(C242=\"S\",C242=\"D\"),VLOOKUP(B242,'Seasonal Customer Count'!$B:$P,8,FALSE),IF(C242=\"W\",VLOOKUP(B242,'Seasonal Customer Count'!$B:$P,16,FALSE),\"Check\")),0)","v":55},{"$f":"Summary!$D$8*(K242*'Average Project Size'!$F$6+L242*'Average Project Size'!$F$7+M242*'Average Project Size'!$F$8+N242*'Average Project Size'!$F$10+O242*'Average Project Size'!$F$9)/1000","v":4.0200199789279342E-2},{"$f":"Summary!$D$8*(K242*F242*'Average Project Size'!$F$6+L242*G242*'Average Project Size'!$F$7+M242*H242*'Average Project Size'!$F$8+N242*I242*'Average Project Size'!$F$10+O242*J242*'Average Project Size'!$F$9)/1000","v":1.2180821247561712E-2}]
[null,{"$f":"'Peak Identification'!B241","v":"DALE41"},{"$f":"'Peak Identification'!D241","v":"S"},{"$f":"'Peak Identification'!E241","v":12},{"$f":"VLOOKUP($D243,'DER Output'!$S$17:$X$41,6,FALSE)","v":0},{"$f":"IF($C243=\"S\",VLOOKUP($D243,'DER Output'!$S$18:$W$41,2,FALSE),VLOOKUP($D243,'DER Output'!$S$18:$W$41,3,FALSE))","v":0.68105753758026133},{"$f":"IF($C243=\"S\",VLOOKUP($D243,'DER Output'!$S$18:$W$41,4,FALSE),VLOOKUP($D243,'DER Output'!$S$18:$W$41,5,FALSE))","v":0.68105753758026133},{"$f":"IF($C243=\"S\",VLOOKUP($D243,'DER Output'!$S$18:$W$41,4,FALSE),VLOOKUP($D243,'DER Output'!$S$18:$W$41,5,FALSE))","v":0.68105753758026133},{"$f":"IF($C243=\"S\",VLOOKUP($D243,'DER Output'!$S$18:$W$41,4,FALSE),VLOOKUP($D243,'DER Output'!$S$18:$W$41,5,FALSE))","v":0.68105753758026133},{"$f":"IF($C243=\"S\",VLOOKUP($D243,'DER Output'!$S$18:$W$41,4,FALSE),VLOOKUP($D243,'DER Output'!$S$18:$W$41,5,FALSE))","v":0.68105753758026133},{"$f":"IFERROR(IF(OR(C243=\"S\",C243=\"D\"),VLOOKUP(B243,'Seasonal Customer Count'!$B:$I,4,FALSE),IF(C243=\"W\",VLOOKUP(B243,'Seasonal Customer Count'!$B:$P,12,FALSE),\"Check\")),0)","v":277},{"$f":"IFERROR(IF(OR(C243=\"S\",C243=\"D\"),VLOOKUP(B243,'Seasonal Customer Count'!$B:$P,5,FALSE),IF(C243=\"W\",VLOOKUP(B243,'Seasonal Customer Count'!$B:$P,13,FALSE),\"Check\")),0)","v":48},{"$f":"IFERROR(IF(OR(C243=\"S\",C243=\"D\"),VLOOKUP(B243,'Seasonal Customer Count'!$B:$P,6,FALSE),IF(C243=\"W\",VLOOKUP(B243,'Seasonal Customer Count'!$B:$P,14,FALSE),\"Check\")),0)","v":77},{"$f":"IFERROR(IF(OR(C243=\"S\",C243=\"D\"),VLOOKUP(B243,'Seasonal Customer Count'!$B:$P,7,FALSE),IF(C243=\"W\",VLOOKUP(B243,'Seasonal Customer Count'!$B:$P,15,FALSE),\"Check\")),0)","v":0},{"$f":"IFERROR(IF(OR(C243=\"S\",C243=\"D\"),VLOOKUP(B243,'Seasonal Customer Count'!$B:$P,8,FALSE),IF(C243=\"W\",VLOOKUP(B243,'Seasonal Customer Count'!$B:$P,16,FALSE),\"Check\")),0)","v":147},{"$f":"Summary!$D$8*(K243*'Average Project Size'!$F$6+L243*'Average Project Size'!$F$7+M243*'Average Project Size'!$F$8+N243*'Average Project Size'!$F$10+O243*'Average Project Size'!$F$9)/1000","v":0.12126957299436186},{"$f":"Summary!$D$8*(K243*F243*'Average Project Size'!$F$6+L243*G243*'Average Project Size'!$F$7+M243*H243*'Average Project Size'!$F$8+N243*I243*'Average Project Size'!$F$10+O243*J243*'Average Project Size'!$F$9)/1000","v":8.2591556766949847E-2}]
[null,{"$f":"'Peak Identification'!B242","v":"DALE42"},{"$f":"'Peak Identification'!D242","v":"S"},{"$f":"'Peak Identification'!E242","v":14},{"$f":"VLOOKUP($D244,'DER Output'!$S$17:$X$41,6,FALSE)","v":0.26694349499860076},{"$f":"IF($C244=\"S\",VLOOKUP($D244,'DER Output'!$S$18:$W$41,2,FALSE),VLOOKUP($D244,'DER Output'!$S$18:$W$41,3,FALSE))","v":0.65426593965075153},{"$f":"IF($C244=\"S\",VLOOKUP($D244,'DER Output'!$S$18:$W$41,4,FALSE),VLOOKUP($D244,'DER Output'!$S$18:$W$41,5,FALSE))","v":0.65426593965075153},{"$f":"IF($C244=\"S\",VLOOKUP($D244,'DER Output'!$S$18:$W$41,4,FALSE),VLOOKUP($D244,'DER Output'!$S$18:$W$41,5,FALSE))","v":0.65426593965075153},{"$f":"IF($C244=\"S\",VLOOKUP($D244,'DER Output'!$S$18:$W$41,4,FALSE),VLOOKUP($D244,'DER Output'!$S$18:$W$41,5,FALSE))","v":0.65426593965075153},{"$f":"IF($C244=\"S\",VLOOKUP($D244,'DER Output'!$S$18:$W$41,4,FALSE),VLOOKUP($D244,'DER Output'!$S$18:$W$41,5,FALSE))","v":0.65426593965075153},{"$f":"IFERROR(IF(OR(C244=\"S\",C244=\"D\"),VLOOKUP(B244,'Seasonal Customer Count'!$B:$I,4,FALSE),IF(C244=\"W\",VLOOKUP(B244,'Seasonal Customer Count'!$B:$P,12,FALSE),\"Check\")),0)","v":147},{"$f":"IFERROR(IF(OR(C244=\"S\",C244=\"D\"),VLOOKUP(B244,'Seasonal Customer Count'!$B:$P,5,FALSE),IF(C244=\"W\",VLOOKUP(B244,'Seasonal Customer Count'!$B:$P,13,FALSE),\"Check\")),0)","v":25},{"$f":"IFERROR(IF(OR(C244=\"S\",C244=\"D\"),VLOOKUP(B244,'Seasonal Customer Count'!$B:$P,6,FALSE),IF(C244=\"W\",VLOOKUP(B244,'Seasonal Customer Count'!$B:$P,14,FALSE),\"Check\")),0)","v":32},{"$f":"IFERROR(IF(OR(C244=\"S\",C244=\"D\"),VLOOKUP(B244,'Seasonal Customer Count'!$B:$P,7,FALSE),IF(C244=\"W\",VLOOKUP(B244,'Seasonal Customer Count'!$B:$P,15,FALSE),\"Check\")),0)","v":0},{"$f":"IFERROR(IF(OR(C244=\"S\",C244=\"D\"),VLOOKUP(B244,'Seasonal Customer Count'!$B:$P,8,FALSE),IF(C244=\"W\",VLOOKUP(B244,'Seasonal Customer Count'!$B:$P,16,FALSE),\"Check\")),0)","v":98},{"$f":"Summary!$D$8*(K244*'Average Project Size'!$F$6+L244*'Average Project Size'!$F$7+M244*'Average Project Size'!$F$8+N244*'Average Project Size'!$F$10+O244*'Average Project Size'!$F$9)/1000","v":7.5510805272002129E-2},{"$f":"Summary!$D$8*(K244*F244*'Average Project Size'!$F$6+L244*G244*'Average Project Size'!$F$7+M244*H244*'Average Project Size'!$F$8+N244*I244*'Average Project Size'!$F$10+O244*J244*'Average Project Size'!$F$9)/1000","v":4.9404147965071393E-2}]
[null,{"$f":"'Peak Identification'!B243","v":"DALE43"},{"$f":"'Peak Identification'!D243","v":"S"},{"$f":"'Peak Identification'!E243","v":20},{"$f":"VLOOKUP($D245,'DER Output'!$S$17:$X$41,6,FALSE)","v":2.7072953014838841E-3},{"$f":"IF($C245=\"S\",VLOOKUP($D245,'DER Output'!$S$18:$W$41,2,FALSE),VLOOKUP($D245,'DER Output'!$S$18:$W$41,3,FALSE))","v":2.0294966704587497E-2},{"$f":"IF($C245=\"S\",VLOOKUP($D245,'DER Output'!$S$18:$W$41,4,FALSE),VLOOKUP($D245,'DER Output'!$S$18:$W$41,5,FALSE))","v":2.0294966704587497E-2},{"$f":"IF($C245=\"S\",VLOOKUP($D245,'DER Output'!$S$18:$W$41,4,FALSE),VLOOKUP($D245,'DER Output'!$S$18:$W$41,5,FALSE))","v":2.0294966704587497E-2},{"$f":"IF($C245=\"S\",VLOOKUP($D245,'DER Output'!$S$18:$W$41,4,FALSE),VLOOKUP($D245,'DER Output'!$S$18:$W$41,5,FALSE))","v":2.0294966704587497E-2},{"$f":"IF($C245=\"S\",VLOOKUP($D245,'DER Output'!$S$18:$W$41,4,FALSE),VLOOKUP($D245,'DER Output'!$S$18:$W$41,5,FALSE))","v":2.0294966704587497E-2},{"$f":"IFERROR(IF(OR(C245=\"S\",C245=\"D\"),VLOOKUP(B245,'Seasonal Customer Count'!$B:$I,4,FALSE),IF(C245=\"W\",VLOOKUP(B245,'Seasonal Customer Count'!$B:$P,12,FALSE),\"Check\")),0)","v":309},{"$f":"IFERROR(IF(OR(C245=\"S\",C245=\"D\"),VLOOKUP(B245,'Seasonal Customer Count'!$B:$P,5,FALSE),IF(C245=\"W\",VLOOKUP(B245,'Seasonal Customer Count'!$B:$P,13,FALSE),\"Check\")),0)","v":56},{"$f":"IFERROR(IF(OR(C245=\"S\",C245=\"D\"),VLOOKUP(B245,'Seasonal Customer Count'!$B:$P,6,FALSE),IF(C245=\"W\",VLOOKUP(B245,'Seasonal Customer Count'!$B:$P,14,FALSE),\"Check\")),0)","v":44},{"$f":"IFERROR(IF(OR(C245=\"S\",C245=\"D\"),VLOOKUP(B245,'Seasonal Customer Count'!$B:$P,7,FALSE),IF(C245=\"W\",VLOOKUP(B245,'Seasonal Customer Count'!$B:$P,15,FALSE),\"Check\")),0)","v":1},{"$f":"IFERROR(IF(OR(C245=\"S\",C245=\"D\"),VLOOKUP(B245,'Seasonal Customer Count'!$B:$P,8,FALSE),IF(C245=\"W\",VLOOKUP(B245,'Seasonal Customer Count'!$B:$P,16,FALSE),\"Check\")),0)","v":58},{"$f":"Summary!$D$8*(K245*'Average Project Size'!$F$6+L245*'Average Project Size'!$F$7+M245*'Average Project Size'!$F$8+N245*'Average Project Size'!$F$10+O245*'Average Project Size'!$F$9)/1000","v":6.3781781207486482E-2},{"$f":"Summary!$D$8*(K245*F245*'Average Project Size'!$F$6+L245*G245*'Average Project Size'!$F$7+M245*H245*'Average Project Size'!$F$8+N245*I245*'Average Project Size'!$F$10+O245*J245*'Average Project Size'!$F$9)/1000","v":1.2944491259652224E-3}]
[null,{"$f":"'Peak Identification'!B244","v":"DALE44"},{"$f":"'Peak Identification'!D244","v":"S"},{"$f":"'Peak Identification'!E244","v":20},{"$f":"VLOOKUP($D246,'DER Output'!$S$17:$X$41,6,FALSE)","v":2.7072953014838841E-3},{"$f":"IF($C246=\"S\",VLOOKUP($D246,'DER Output'!$S$18:$W$41,2,FALSE),VLOOKUP($D246,'DER Output'!$S$18:$W$41,3,FALSE))","v":2.0294966704587497E-2},{"$f":"IF($C246=\"S\",VLOOKUP($D246,'DER Output'!$S$18:$W$41,4,FALSE),VLOOKUP($D246,'DER Output'!$S$18:$W$41,5,FALSE))","v":2.0294966704587497E-2},{"$f":"IF($C246=\"S\",VLOOKUP($D246,'DER Output'!$S$18:$W$41,4,FALSE),VLOOKUP($D246,'DER Output'!$S$18:$W$41,5,FALSE))","v":2.0294966704587497E-2},{"$f":"IF($C246=\"S\",VLOOKUP($D246,'DER Output'!$S$18:$W$41,4,FALSE),VLOOKUP($D246,'DER Output'!$S$18:$W$41,5,FALSE))","v":2.0294966704587497E-2},{"$f":"IF($C246=\"S\",VLOOKUP($D246,'DER Output'!$S$18:$W$41,4,FALSE),VLOOKUP($D246,'DER Output'!$S$18:$W$41,5,FALSE))","v":2.0294966704587497E-2},{"$f":"IFERROR(IF(OR(C246=\"S\",C246=\"D\"),VLOOKUP(B246,'Seasonal Customer Count'!$B:$I,4,FALSE),IF(C246=\"W\",VLOOKUP(B246,'Seasonal Customer Count'!$B:$P,12,FALSE),\"Check\")),0)","v":563},{"$f":"IFERROR(IF(OR(C246=\"S\",C246=\"D\"),VLOOKUP(B246,'Seasonal Customer Count'!$B:$P,5,FALSE),IF(C246=\"W\",VLOOKUP(B246,'Seasonal Customer Count'!$B:$P,13,FALSE),\"Check\")),0)","v":58},{"$f":"IFERROR(IF(OR(C246=\"S\",C246=\"D\"),VLOOKUP(B246,'Seasonal Customer Count'!$B:$P,6,FALSE),IF(C246=\"W\",VLOOKUP(B246,'Seasonal Customer Count'!$B:$P,14,FALSE),\"Check\")),0)","v":109},{"$f":"IFERROR(IF(OR(C246=\"S\",C246=\"D\"),VLOOKUP(B246,'Seasonal Customer Count'!$B:$P,7,FALSE),IF(C246=\"W\",VLOOKUP(B246,'Seasonal Customer Count'!$B:$P,15,FALSE),\"Check\")),0)","v":2},{"$f":"IFERROR(IF(OR(C246=\"S\",C246=\"D\"),VLOOKUP(B246,'Seasonal Customer Count'!$B:$P,8,FALSE),IF(C246=\"W\",VLOOKUP(B246,'Seasonal Customer Count'!$B:$P,16,FALSE),\"Check\")),0)","v":216},{"$f":"Summary!$D$8*(K246*'Average Project Size'!$F$6+L246*'Average Project Size'!$F$7+M246*'Average Project Size'!$F$8+N246*'Average Project Size'!$F$10+O246*'Average Project Size'!$F$9)/1000","v":0.18863124789734587},{"$f":"Summary!$D$8*(K246*F246*'Average Project Size'!$F$6+L246*G246*'Average Project Size'!$F$7+M246*H246*'Average Project Size'!$F$8+N246*I246*'Average Project Size'!$F$10+O246*J246*'Average Project Size'!$F$9)/1000","v":3.8282648955214253E-3}]
[null,{"$f":"'Peak Identification'!B245","v":"DALE T-131"},{"$f":"'Peak Identification'!D245","v":"S"},{"$f":"'Peak Identification'!E245","v":20},{"$f":"VLOOKUP($D247,'DER Output'!$S$17:$X$41,6,FALSE)","v":2.7072953014838841E-3},{"$f":"IF($C247=\"S\",VLOOKUP($D247,'DER Output'!$S$18:$W$41,2,FALSE),VLOOKUP($D247,'DER Output'!$S$18:$W$41,3,FALSE))","v":2.0294966704587497E-2},{"$f":"IF($C247=\"S\",VLOOKUP($D247,'DER Output'!$S$18:$W$41,4,FALSE),VLOOKUP($D247,'DER Output'!$S$18:$W$41,5,FALSE))","v":2.0294966704587497E-2},{"$f":"IF($C247=\"S\",VLOOKUP($D247,'DER Output'!$S$18:$W$41,4,FALSE),VLOOKUP($D247,'DER Output'!$S$18:$W$41,5,FALSE))","v":2.0294966704587497E-2},{"$f":"IF($C247=\"S\",VLOOKUP($D247,'DER Output'!$S$18:$W$41,4,FALSE),VLOOKUP($D247,'DER Output'!$S$18:$W$41,5,FALSE))","v":2.0294966704587497E-2},{"$f":"IF($C247=\"S\",VLOOKUP($D247,'DER Output'!$S$18:$W$41,4,FALSE),VLOOKUP($D247,'DER Output'!$S$18:$W$41,5,FALSE))","v":2.0294966704587497E-2},{"$f":"IFERROR(IF(OR(C247=\"S\",C247=\"D\"),VLOOKUP(B247,'Seasonal Customer Count'!$B:$I,4,FALSE),IF(C247=\"W\",VLOOKUP(B247,'Seasonal Customer Count'!$B:$P,12,FALSE),\"Check\")),0)","v":0},{"$f":"IFERROR(IF(OR(C247=\"S\",C247=\"D\"),VLOOKUP(B247,'Seasonal Customer Count'!$B:$P,5,FALSE),IF(C247=\"W\",VLOOKUP(B247,'Seasonal Customer Count'!$B:$P,13,FALSE),\"Check\")),0)","v":0},{"$f":"IFERROR(IF(OR(C247=\"S\",C247=\"D\"),VLOOKUP(B247,'Seasonal Customer Count'!$B:$P,6,FALSE),IF(C247=\"W\",VLOOKUP(B247,'Seasonal Customer Count'!$B:$P,14,FALSE),\"Check\")),0)","v":0},{"$f":"IFERROR(IF(OR(C247=\"S\",C247=\"D\"),VLOOKUP(B247,'Seasonal Customer Count'!$B:$P,7,FALSE),IF(C247=\"W\",VLOOKUP(B247,'Seasonal Customer Count'!$B:$P,15,FALSE),\"Check\")),0)","v":0},{"$f":"IFERROR(IF(OR(C247=\"S\",C247=\"D\"),VLOOKUP(B247,'Seasonal Customer Count'!$B:$P,8,FALSE),IF(C247=\"W\",VLOOKUP(B247,'Seasonal Customer Count'!$B:$P,16,FALSE),\"Check\")),0)","v":0},{"$f":"Summary!$D$8*(K247*'Average Project Size'!$F$6+L247*'Average Project Size'!$F$7+M247*'Average Project Size'!$F$8+N247*'Average Project Size'!$F$10+O247*'Average Project Size'!$F$9)/1000","v":0},{"$f":"Summary!$D$8*(K247*F247*'Average Project Size'!$F$6+L247*G247*'Average Project Size'!$F$7+M247*H247*'Average Project Size'!$F$8+N247*I247*'Average Project Size'!$F$10+O247*J247*'Average Project Size'!$F$9)/1000","v":0}]
[null,{"$f":"'Peak Identification'!B246","v":"DALE T-132"},{"$f":"'Peak Identification'!D246","v":"S"},{"$f":"'Peak Identification'!E246","v":20},{"$f":"VLOOKUP($D248,'DER Output'!$S$17:$X$41,6,FALSE)","v":2.7072953014838841E-3},{"$f":"IF($C248=\"S\",VLOOKUP($D248,'DER Output'!$S$18:$W$41,2,FALSE),VLOOKUP($D248,'DER Output'!$S$18:$W$41,3,FALSE))","v":2.0294966704587497E-2},{"$f":"IF($C248=\"S\",VLOOKUP($D248,'DER Output'!$S$18:$W$41,4,FALSE),VLOOKUP($D248,'DER Output'!$S$18:$W$41,5,FALSE))","v":2.0294966704587497E-2},{"$f":"IF($C248=\"S\",VLOOKUP($D248,'DER Output'!$S$18:$W$41,4,FALSE),VLOOKUP($D248,'DER Output'!$S$18:$W$41,5,FALSE))","v":2.0294966704587497E-2},{"$f":"IF($C248=\"S\",VLOOKUP($D248,'DER Output'!$S$18:$W$41,4,FALSE),VLOOKUP($D248,'DER Output'!$S$18:$W$41,5,FALSE))","v":2.0294966704587497E-2},{"$f":"IF($C248=\"S\",VLOOKUP($D248,'DER Output'!$S$18:$W$41,4,FALSE),VLOOKUP($D248,'DER Output'!$S$18:$W$41,5,FALSE))","v":2.0294966704587497E-2},{"$f":"IFERROR(IF(OR(C248=\"S\",C248=\"D\"),VLOOKUP(B248,'Seasonal Customer Count'!$B:$I,4,FALSE),IF(C248=\"W\",VLOOKUP(B248,'Seasonal Customer Count'!$B:$P,12,FALSE),\"Check\")),0)","v":1296},{"$f":"IFERROR(IF(OR(C248=\"S\",C248=\"D\"),VLOOKUP(B248,'Seasonal Customer Count'!$B:$P,5,FALSE),IF(C248=\"W\",VLOOKUP(B248,'Seasonal Customer Count'!$B:$P,13,FALSE),\"Check\")),0)","v":187},{"$f":"IFERROR(IF(OR(C248=\"S\",C248=\"D\"),VLOOKUP(B248,'Seasonal Customer Count'!$B:$P,6,FALSE),IF(C248=\"W\",VLOOKUP(B248,'Seasonal Customer Count'!$B:$P,14,FALSE),\"Check\")),0)","v":262},{"$f":"IFERROR(IF(OR(C248=\"S\",C248=\"D\"),VLOOKUP(B248,'Seasonal Customer Count'!$B:$P,7,FALSE),IF(C248=\"W\",VLOOKUP(B248,'Seasonal Customer Count'!$B:$P,15,FALSE),\"Check\")),0)","v":3},{"$f":"IFERROR(IF(OR(C248=\"S\",C248=\"D\"),VLOOKUP(B248,'Seasonal Customer Count'!$B:$P,8,FALSE),IF(C248=\"W\",VLOOKUP(B248,'Seasonal Customer Count'!$B:$P,16,FALSE),\"Check\")),0)","v":519},{"$f":"Summary!$D$8*(K248*'Average Project Size'!$F$6+L248*'Average Project Size'!$F$7+M248*'Average Project Size'!$F$8+N248*'Average Project Size'!$F$10+O248*'Average Project Size'!$F$9)/1000","v":0.44919340737119634},{"$f":"Summary!$D$8*(K248*F248*'Average Project Size'!$F$6+L248*G248*'Average Project Size'!$F$7+M248*H248*'Average Project Size'!$F$8+N248*I248*'Average Project Size'!$F$10+O248*J248*'Average Project Size'!$F$9)/1000","v":9.1163652465186366E-3}]
[null,{"$f":"'Peak Identification'!B247","v":"DESN11"},{"$f":"'Peak Identification'!D247","v":"S"},{"$f":"'Peak Identification'!E247","v":9},{"$f":"VLOOKUP($D249,'DER Output'!$S$17:$X$41,6,FALSE)","v":0},{"$f":"IF($C249=\"S\",VLOOKUP($D249,'DER Output'!$S$18:$W$41,2,FALSE),VLOOKUP($D249,'DER Output'!$S$18:$W$41,3,FALSE))","v":0.33510518636371905},{"$f":"IF($C249=\"S\",VLOOKUP($D249,'DER Output'!$S$18:$W$41,4,FALSE),VLOOKUP($D249,'DER Output'!$S$18:$W$41,5,FALSE))","v":0.33510518636371905},{"$f":"IF($C249=\"S\",VLOOKUP($D249,'DER Output'!$S$18:$W$41,4,FALSE),VLOOKUP($D249,'DER Output'!$S$18:$W$41,5,FALSE))","v":0.33510518636371905},{"$f":"IF($C249=\"S\",VLOOKUP($D249,'DER Output'!$S$18:$W$41,4,FALSE),VLOOKUP($D249,'DER Output'!$S$18:$W$41,5,FALSE))","v":0.33510518636371905},{"$f":"IF($C249=\"S\",VLOOKUP($D249,'DER Output'!$S$18:$W$41,4,FALSE),VLOOKUP($D249,'DER Output'!$S$18:$W$41,5,FALSE))","v":0.33510518636371905},{"$f":"IFERROR(IF(OR(C249=\"S\",C249=\"D\"),VLOOKUP(B249,'Seasonal Customer Count'!$B:$I,4,FALSE),IF(C249=\"W\",VLOOKUP(B249,'Seasonal Customer Count'!$B:$P,12,FALSE),\"Check\")),0)","v":6},{"$f":"IFERROR(IF(OR(C249=\"S\",C249=\"D\"),VLOOKUP(B249,'Seasonal Customer Count'!$B:$P,5,FALSE),IF(C249=\"W\",VLOOKUP(B249,'Seasonal Customer Count'!$B:$P,13,FALSE),\"Check\")),0)","v":4},{"$f":"IFERROR(IF(OR(C249=\"S\",C249=\"D\"),VLOOKUP(B249,'Seasonal Customer Count'!$B:$P,6,FALSE),IF(C249=\"W\",VLOOKUP(B249,'Seasonal Customer Count'!$B:$P,14,FALSE),\"Check\")),0)","v":11},{"$f":"IFERROR(IF(OR(C249=\"S\",C249=\"D\"),VLOOKUP(B249,'Seasonal Customer Count'!$B:$P,7,FALSE),IF(C249=\"W\",VLOOKUP(B249,'Seasonal Customer Count'!$B:$P,15,FALSE),\"Check\")),0)","v":0},{"$f":"IFERROR(IF(OR(C249=\"S\",C249=\"D\"),VLOOKUP(B249,'Seasonal Customer Count'!$B:$P,8,FALSE),IF(C249=\"W\",VLOOKUP(B249,'Seasonal Customer Count'!$B:$P,16,FALSE),\"Check\")),0)","v":14},{"$f":"Summary!$D$8*(K249*'Average Project Size'!$F$6+L249*'Average Project Size'!$F$7+M249*'Average Project Size'!$F$8+N249*'Average Project Size'!$F$10+O249*'Average Project Size'!$F$9)/1000","v":1.1328084247087651E-2},{"$f":"Summary!$D$8*(K249*F249*'Average Project Size'!$F$6+L249*G249*'Average Project Size'!$F$7+M249*H249*'Average Project Size'!$F$8+N249*I249*'Average Project Size'!$F$10+O249*J249*'Average Project Size'!$F$9)/1000","v":3.7960997827642174E-3}]
[null,{"$f":"'Peak Identification'!B248","v":"DESN12"},{"$f":"'Peak Identification'!D248","v":"S"},{"$f":"'Peak Identification'!E248","v":13},{"$f":"VLOOKUP($D250,'DER Output'!$S$17:$X$41,6,FALSE)","v":0.3680214036441018},{"$f":"IF($C250=\"S\",VLOOKUP($D250,'DER Output'!$S$18:$W$41,2,FALSE),VLOOKUP($D250,'DER Output'!$S$18:$W$41,3,FALSE))","v":0.68995601564450493},{"$f":"IF($C250=\"S\",VLOOKUP($D250,'DER Output'!$S$18:$W$41,4,FALSE),VLOOKUP($D250,'DER Output'!$S$18:$W$41,5,FALSE))","v":0.68995601564450493},{"$f":"IF($C250=\"S\",VLOOKUP($D250,'DER Output'!$S$18:$W$41,4,FALSE),VLOOKUP($D250,'DER Output'!$S$18:$W$41,5,FALSE))","v":0.68995601564450493},{"$f":"IF($C250=\"S\",VLOOKUP($D250,'DER Output'!$S$18:$W$41,4,FALSE),VLOOKUP($D250,'DER Output'!$S$18:$W$41,5,FALSE))","v":0.68995601564450493},{"$f":"IF($C250=\"S\",VLOOKUP($D250,'DER Output'!$S$18:$W$41,4,FALSE),VLOOKUP($D250,'DER Output'!$S$18:$W$41,5,FALSE))","v":0.68995601564450493},{"$f":"IFERROR(IF(OR(C250=\"S\",C250=\"D\"),VLOOKUP(B250,'Seasonal Customer Count'!$B:$I,4,FALSE),IF(C250=\"W\",VLOOKUP(B250,'Seasonal Customer Count'!$B:$P,12,FALSE),\"Check\")),0)","v":0},{"$f":"IFERROR(IF(OR(C250=\"S\",C250=\"D\"),VLOOKUP(B250,'Seasonal Customer Count'!$B:$P,5,FALSE),IF(C250=\"W\",VLOOKUP(B250,'Seasonal Customer Count'!$B:$P,13,FALSE),\"Check\")),0)","v":0},{"$f":"IFERROR(IF(OR(C250=\"S\",C250=\"D\"),VLOOKUP(B250,'Seasonal Customer Count'!$B:$P,6,FALSE),IF(C250=\"W\",VLOOKUP(B250,'Seasonal Customer Count'!$B:$P,14,FALSE),\"Check\")),0)","v":0},{"$f":"IFERROR(IF(OR(C250=\"S\",C250=\"D\"),VLOOKUP(B250,'Seasonal Customer Count'!$B:$P,7,FALSE),IF(C250=\"W\",VLOOKUP(B250,'Seasonal Customer Count'!$B:$P,15,FALSE),\"Check\")),0)","v":0},{"$f":"IFERROR(IF(OR(C250=\"S\",C250=\"D\"),VLOOKUP(B250,'Seasonal Customer Count'!$B:$P,8,FALSE),IF(C250=\"W\",VLOOKUP(B250,'Seasonal Customer Count'!$B:$P,16,FALSE),\"Check\")),0)","v":2},{"$f":"Summary!$D$8*(K250*'Average Project Size'!$F$6+L250*'Average Project Size'!$F$7+M250*'Average Project Size'!$F$8+N250*'Average Project Size'!$F$10+O250*'Average Project Size'!$F$9)/1000","v":1.2720576670134853E-3},{"$f":"Summary!$D$8*(K250*F250*'Average Project Size'!$F$6+L250*G250*'Average Project Size'!$F$7+M250*H250*'Average Project Size'!$F$8+N250*I250*'Average Project Size'!$F$10+O250*J250*'Average Project Size'!$F$9)/1000","v":8.7766383960266885E-4}]
[null,{"$f":"'Peak Identification'!B249","v":"DESN13"},{"$f":"'Peak Identification'!D249","v":"S"},{"$f":"'Peak Identification'!E249","v":9},{"$f":"VLOOKUP($D251,'DER Output'!$S$17:$X$41,6,FALSE)","v":0},{"$f":"IF($C251=\"S\",VLOOKUP($D251,'DER Output'!$S$18:$W$41,2,FALSE),VLOOKUP($D251,'DER Output'!$S$18:$W$41,3,FALSE))","v":0.33510518636371905},{"$f":"IF($C251=\"S\",VLOOKUP($D251,'DER Output'!$S$18:$W$41,4,FALSE),VLOOKUP($D251,'DER Output'!$S$18:$W$41,5,FALSE))","v":0.33510518636371905},{"$f":"IF($C251=\"S\",VLOOKUP($D251,'DER Output'!$S$18:$W$41,4,FALSE),VLOOKUP($D251,'DER Output'!$S$18:$W$41,5,FALSE))","v":0.33510518636371905},{"$f":"IF($C251=\"S\",VLOOKUP($D251,'DER Output'!$S$18:$W$41,4,FALSE),VLOOKUP($D251,'DER Output'!$S$18:$W$41,5,FALSE))","v":0.33510518636371905},{"$f":"IF($C251=\"S\",VLOOKUP($D251,'DER Output'!$S$18:$W$41,4,FALSE),VLOOKUP($D251,'DER Output'!$S$18:$W$41,5,FALSE))","v":0.33510518636371905},{"$f":"IFERROR(IF(OR(C251=\"S\",C251=\"D\"),VLOOKUP(B251,'Seasonal Customer Count'!$B:$I,4,FALSE),IF(C251=\"W\",VLOOKUP(B251,'Seasonal Customer Count'!$B:$P,12,FALSE),\"Check\")),0)","v":3},{"$f":"IFERROR(IF(OR(C251=\"S\",C251=\"D\"),VLOOKUP(B251,'Seasonal Customer Count'!$B:$P,5,FALSE),IF(C251=\"W\",VLOOKUP(B251,'Seasonal Customer Count'!$B:$P,13,FALSE),\"Check\")),0)","v":0},{"$f":"IFERROR(IF(OR(C251=\"S\",C251=\"D\"),VLOOKUP(B251,'Seasonal Customer Count'!$B:$P,6,FALSE),IF(C251=\"W\",VLOOKUP(B251,'Seasonal Customer Count'!$B:$P,14,FALSE),\"Check\")),0)","v":1},{"$f":"IFERROR(IF(OR(C251=\"S\",C251=\"D\"),VLOOKUP(B251,'Seasonal Customer Count'!$B:$P,7,FALSE),IF(C251=\"W\",VLOOKUP(B251,'Seasonal Customer Count'!$B:$P,15,FALSE),\"Check\")),0)","v":0},{"$f":"IFERROR(IF(OR(C251=\"S\",C251=\"D\"),VLOOKUP(B251,'Seasonal Customer Count'!$B:$P,8,FALSE),IF(C251=\"W\",VLOOKUP(B251,'Seasonal Customer Count'!$B:$P,16,FALSE),\"Check\")),0)","v":6},{"$f":"Summary!$D$8*(K251*'Average Project Size'!$F$6+L251*'Average Project Size'!$F$7+M251*'Average Project Size'!$F$8+N251*'Average Project Size'!$F$10+O251*'Average Project Size'!$F$9)/1000","v":4.1073977846892429E-3},{"$f":"Summary!$D$8*(K251*F251*'Average Project Size'!$F$6+L251*G251*'Average Project Size'!$F$7+M251*H251*'Average Project Size'!$F$8+N251*I251*'Average Project Size'!$F$10+O251*J251*'Average Project Size'!$F$9)/1000","v":1.3764103001082156E-3}]
[null,{"$f":"'Peak Identification'!B250","v":"DESN T-051"},{"$f":"'Peak Identification'!D250","v":"S"},{"$f":"'Peak Identification'!E250","v":22},{"$f":"VLOOKUP($D252,'DER Output'!$S$17:$X$41,6,FALSE)","v":0},{"$f":"IF($C252=\"S\",VLOOKUP($D252,'DER Output'!$S$18:$W$41,2,FALSE),VLOOKUP($D252,'DER Output'!$S$18:$W$41,3,FALSE))","v":4.7662353088631345E-4},{"$f":"IF($C252=\"S\",VLOOKUP($D252,'DER Output'!$S$18:$W$41,4,FALSE),VLOOKUP($D252,'DER Output'!$S$18:$W$41,5,FALSE))","v":4.7662353088631345E-4},{"$f":"IF($C252=\"S\",VLOOKUP($D252,'DER Output'!$S$18:$W$41,4,FALSE),VLOOKUP($D252,'DER Output'!$S$18:$W$41,5,FALSE))","v":4.7662353088631345E-4},{"$f":"IF($C252=\"S\",VLOOKUP($D252,'DER Output'!$S$18:$W$41,4,FALSE),VLOOKUP($D252,'DER Output'!$S$18:$W$41,5,FALSE))","v":4.7662353088631345E-4},{"$f":"IF($C252=\"S\",VLOOKUP($D252,'DER Output'!$S$18:$W$41,4,FALSE),VLOOKUP($D252,'DER Output'!$S$18:$W$41,5,FALSE))","v":4.7662353088631345E-4},{"$f":"IFERROR(IF(OR(C252=\"S\",C252=\"D\"),VLOOKUP(B252,'Seasonal Customer Count'!$B:$I,4,FALSE),IF(C252=\"W\",VLOOKUP(B252,'Seasonal Customer Count'!$B:$P,12,FALSE),\"Check\")),0)","v":9},{"$f":"IFERROR(IF(OR(C252=\"S\",C252=\"D\"),VLOOKUP(B252,'Seasonal Customer Count'!$B:$P,5,FALSE),IF(C252=\"W\",VLOOKUP(B252,'Seasonal Customer Count'!$B:$P,13,FALSE),\"Check\")),0)","v":4},{"$f":"IFERROR(IF(OR(C252=\"S\",C252=\"D\"),VLOOKUP(B252,'Seasonal Customer Count'!$B:$P,6,FALSE),IF(C252=\"W\",VLOOKUP(B252,'Seasonal Customer Count'!$B:$P,14,FALSE),\"Check\")),0)","v":12},{"$f":"IFERROR(IF(OR(C252=\"S\",C252=\"D\"),VLOOKUP(B252,'Seasonal Customer Count'!$B:$P,7,FALSE),IF(C252=\"W\",VLOOKUP(B252,'Seasonal Customer Count'!$B:$P,15,FALSE),\"Check\")),0)","v":0},{"$f":"IFERROR(IF(OR(C252=\"S\",C252=\"D\"),VLOOKUP(B252,'Seasonal Customer Count'!$B:$P,8,FALSE),IF(C252=\"W\",VLOOKUP(B252,'Seasonal Customer Count'!$B:$P,16,FALSE),\"Check\")),0)","v":22},{"$f":"Summary!$D$8*(K252*'Average Project Size'!$F$6+L252*'Average Project Size'!$F$7+M252*'Average Project Size'!$F$8+N252*'Average Project Size'!$F$10+O252*'Average Project Size'!$F$9)/1000","v":1.6707539698790377E-2},{"$f":"Summary!$D$8*(K252*F252*'Average Project Size'!$F$6+L252*G252*'Average Project Size'!$F$7+M252*H252*'Average Project Size'!$F$8+N252*I252*'Average Project Size'!$F$10+O252*J252*'Average Project Size'!$F$9)/1000","v":7.9632065636607243E-6}]
[null,{"$f":"'Peak Identification'!B251","v":"DIXI31"},{"$f":"'Peak Identification'!D251","v":"S"},{"$f":"'Peak Identification'!E251","v":19},{"$f":"VLOOKUP($D253,'DER Output'!$S$17:$X$41,6,FALSE)","v":0.11066797934994306},{"$f":"IF($C253=\"S\",VLOOKUP($D253,'DER Output'!$S$18:$W$41,2,FALSE),VLOOKUP($D253,'DER Output'!$S$18:$W$41,3,FALSE))","v":7.5840560103576066E-2},{"$f":"IF($C253=\"S\",VLOOKUP($D253,'DER Output'!$S$18:$W$41,4,FALSE),VLOOKUP($D253,'DER Output'!$S$18:$W$41,5,FALSE))","v":7.5840560103576066E-2},{"$f":"IF($C253=\"S\",VLOOKUP($D253,'DER Output'!$S$18:$W$41,4,FALSE),VLOOKUP($D253,'DER Output'!$S$18:$W$41,5,FALSE))","v":7.5840560103576066E-2},{"$f":"IF($C253=\"S\",VLOOKUP($D253,'DER Output'!$S$18:$W$41,4,FALSE),VLOOKUP($D253,'DER Output'!$S$18:$W$41,5,FALSE))","v":7.5840560103576066E-2},{"$f":"IF($C253=\"S\",VLOOKUP($D253,'DER Output'!$S$18:$W$41,4,FALSE),VLOOKUP($D253,'DER Output'!$S$18:$W$41,5,FALSE))","v":7.5840560103576066E-2},{"$f":"IFERROR(IF(OR(C253=\"S\",C253=\"D\"),VLOOKUP(B253,'Seasonal Customer Count'!$B:$I,4,FALSE),IF(C253=\"W\",VLOOKUP(B253,'Seasonal Customer Count'!$B:$P,12,FALSE),\"Check\")),0)","v":644},{"$f":"IFERROR(IF(OR(C253=\"S\",C253=\"D\"),VLOOKUP(B253,'Seasonal Customer Count'!$B:$P,5,FALSE),IF(C253=\"W\",VLOOKUP(B253,'Seasonal Customer Count'!$B:$P,13,FALSE),\"Check\")),0)","v":55},{"$f":"IFERROR(IF(OR(C253=\"S\",C253=\"D\"),VLOOKUP(B253,'Seasonal Customer Count'!$B:$P,6,FALSE),IF(C253=\"W\",VLOOKUP(B253,'Seasonal Customer Count'!$B:$P,14,FALSE),\"Check\")),0)","v":43},{"$f":"IFERROR(IF(OR(C253=\"S\",C253=\"D\"),VLOOKUP(B253,'Seasonal Customer Count'!$B:$P,7,FALSE),IF(C253=\"W\",VLOOKUP(B253,'Seasonal Customer Count'!$B:$P,15,FALSE),\"Check\")),0)","v":0},{"$f":"IFERROR(IF(OR(C253=\"S\",C253=\"D\"),VLOOKUP(B253,'Seasonal Customer Count'!$B:$P,8,FALSE),IF(C253=\"W\",VLOOKUP(B253,'Seasonal Customer Count'!$B:$P,16,FALSE),\"Check\")),0)","v":35},{"$f":"Summary!$D$8*(K253*'Average Project Size'!$F$6+L253*'Average Project Size'!$F$7+M253*'Average Project Size'!$F$8+N253*'Average Project Size'!$F$10+O253*'Average Project Size'!$F$9)/1000","v":5.9287649895726796E-2},{"$f":"Summary!$D$8*(K253*F253*'Average Project Size'!$F$6+L253*G253*'Average Project Size'!$F$7+M253*H253*'Average Project Size'!$F$8+N253*I253*'Average Project Size'!$F$10+O253*J253*'Average Project Size'!$F$9)/1000","v":4.4964085753166428E-3}]
[null,{"$f":"'Peak Identification'!B252","v":"DIXI T-0PA"},{"$f":"'Peak Identification'!D252","v":"S"},{"$f":"'Peak Identification'!E252","v":17},{"$f":"VLOOKUP($D254,'DER Output'!$S$17:$X$41,6,FALSE)","v":0.19174838710475617},{"$f":"IF($C254=\"S\",VLOOKUP($D254,'DER Output'!$S$18:$W$41,2,FALSE),VLOOKUP($D254,'DER Output'!$S$18:$W$41,3,FALSE))","v":0.30300399777640191},{"$f":"IF($C254=\"S\",VLOOKUP($D254,'DER Output'!$S$18:$W$41,4,FALSE),VLOOKUP($D254,'DER Output'!$S$18:$W$41,5,FALSE))","v":0.30300399777640191},{"$f":"IF($C254=\"S\",VLOOKUP($D254,'DER Output'!$S$18:$W$41,4,FALSE),VLOOKUP($D254,'DER Output'!$S$18:$W$41,5,FALSE))","v":0.30300399777640191},{"$f":"IF($C254=\"S\",VLOOKUP($D254,'DER Output'!$S$18:$W$41,4,FALSE),VLOOKUP($D254,'DER Output'!$S$18:$W$41,5,FALSE))","v":0.30300399777640191},{"$f":"IF($C254=\"S\",VLOOKUP($D254,'DER Output'!$S$18:$W$41,4,FALSE),VLOOKUP($D254,'DER Output'!$S$18:$W$41,5,FALSE))","v":0.30300399777640191},{"$f":"IFERROR(IF(OR(C254=\"S\",C254=\"D\"),VLOOKUP(B254,'Seasonal Customer Count'!$B:$I,4,FALSE),IF(C254=\"W\",VLOOKUP(B254,'Seasonal Customer Count'!$B:$P,12,FALSE),\"Check\")),0)","v":644},{"$f":"IFERROR(IF(OR(C254=\"S\",C254=\"D\"),VLOOKUP(B254,'Seasonal Customer Count'!$B:$P,5,FALSE),IF(C254=\"W\",VLOOKUP(B254,'Seasonal Customer Count'!$B:$P,13,FALSE),\"Check\")),0)","v":55},{"$f":"IFERROR(IF(OR(C254=\"S\",C254=\"D\"),VLOOKUP(B254,'Seasonal Customer Count'!$B:$P,6,FALSE),IF(C254=\"W\",VLOOKUP(B254,'Seasonal Customer Count'!$B:$P,14,FALSE),\"Check\")),0)","v":43},{"$f":"IFERROR(IF(OR(C254=\"S\",C254=\"D\"),VLOOKUP(B254,'Seasonal Customer Count'!$B:$P,7,FALSE),IF(C254=\"W\",VLOOKUP(B254,'Seasonal Customer Count'!$B:$P,15,FALSE),\"Check\")),0)","v":0},{"$f":"IFERROR(IF(OR(C254=\"S\",C254=\"D\"),VLOOKUP(B254,'Seasonal Customer Count'!$B:$P,8,FALSE),IF(C254=\"W\",VLOOKUP(B254,'Seasonal Customer Count'!$B:$P,16,FALSE),\"Check\")),0)","v":35},{"$f":"Summary!$D$8*(K254*'Average Project Size'!$F$6+L254*'Average Project Size'!$F$7+M254*'Average Project Size'!$F$8+N254*'Average Project Size'!$F$10+O254*'Average Project Size'!$F$9)/1000","v":5.9287649895726796E-2},{"$f":"Summary!$D$8*(K254*F254*'Average Project Size'!$F$6+L254*G254*'Average Project Size'!$F$7+M254*H254*'Average Project Size'!$F$8+N254*I254*'Average Project Size'!$F$10+O254*J254*'Average Project Size'!$F$9)/1000","v":1.7964394937172893E-2}]
[null,{"$f":"'Peak Identification'!B253","v":"DNPR T-232"},{"$f":"'Peak Identification'!D253","v":"S"},{"$f":"'Peak Identification'!E253","v":0},{"$f":"VLOOKUP($D255,'DER Output'!$S$17:$X$41,6,FALSE)","v":0},{"$f":"IF($C255=\"S\",VLOOKUP($D255,'DER Output'!$S$18:$W$41,2,FALSE),VLOOKUP($D255,'DER Output'!$S$18:$W$41,3,FALSE))","v":5.9141103405834004E-4},{"$f":"IF($C255=\"S\",VLOOKUP($D255,'DER Output'!$S$18:$W$41,4,FALSE),VLOOKUP($D255,'DER Output'!$S$18:$W$41,5,FALSE))","v":5.9141103405834004E-4},{"$f":"IF($C255=\"S\",VLOOKUP($D255,'DER Output'!$S$18:$W$41,4,FALSE),VLOOKUP($D255,'DER Output'!$S$18:$W$41,5,FALSE))","v":5.9141103405834004E-4},{"$f":"IF($C255=\"S\",VLOOKUP($D255,'DER Output'!$S$18:$W$41,4,FALSE),VLOOKUP($D255,'DER Output'!$S$18:$W$41,5,FALSE))","v":5.9141103405834004E-4},{"$f":"IF($C255=\"S\",VLOOKUP($D255,'DER Output'!$S$18:$W$41,4,FALSE),VLOOKUP($D255,'DER Output'!$S$18:$W$41,5,FALSE))","v":5.9141103405834004E-4},{"$f":"IFERROR(IF(OR(C255=\"S\",C255=\"D\"),VLOOKUP(B255,'Seasonal Customer Count'!$B:$I,4,FALSE),IF(C255=\"W\",VLOOKUP(B255,'Seasonal Customer Count'!$B:$P,12,FALSE),\"Check\")),0)","v":0},{"$f":"IFERROR(IF(OR(C255=\"S\",C255=\"D\"),VLOOKUP(B255,'Seasonal Customer Count'!$B:$P,5,FALSE),IF(C255=\"W\",VLOOKUP(B255,'Seasonal Customer Count'!$B:$P,13,FALSE),\"Check\")),0)","v":0},{"$f":"IFERROR(IF(OR(C255=\"S\",C255=\"D\"),VLOOKUP(B255,'Seasonal Customer Count'!$B:$P,6,FALSE),IF(C255=\"W\",VLOOKUP(B255,'Seasonal Customer Count'!$B:$P,14,FALSE),\"Check\")),0)","v":0},{"$f":"IFERROR(IF(OR(C255=\"S\",C255=\"D\"),VLOOKUP(B255,'Seasonal Customer Count'!$B:$P,7,FALSE),IF(C255=\"W\",VLOOKUP(B255,'Seasonal Customer Count'!$B:$P,15,FALSE),\"Check\")),0)","v":0},{"$f":"IFERROR(IF(OR(C255=\"S\",C255=\"D\"),VLOOKUP(B255,'Seasonal Customer Count'!$B:$P,8,FALSE),IF(C255=\"W\",VLOOKUP(B255,'Seasonal Customer Count'!$B:$P,16,FALSE),\"Check\")),0)","v":0},{"$f":"Summary!$D$8*(K255*'Average Project Size'!$F$6+L255*'Average Project Size'!$F$7+M255*'Average Project Size'!$F$8+N255*'Average Project Size'!$F$10+O255*'Average Project Size'!$F$9)/1000","v":0},{"$f":"Summary!$D$8*(K255*F255*'Average Project Size'!$F$6+L255*G255*'Average Project Size'!$F$7+M255*H255*'Average Project Size'!$F$8+N255*I255*'Average Project Size'!$F$10+O255*J255*'Average Project Size'!$F$9)/1000","v":0}]
[null,{"$f":"'Peak Identification'!B254","v":"DONN11"},{"$f":"'Peak Identification'!D254","v":"W"},{"$f":"'Peak Identification'!E254","v":20},{"$f":"VLOOKUP($D256,'DER Output'!$S$17:$X$41,6,FALSE)","v":2.7072953014838841E-3},{"$f":"IF($C256=\"S\",VLOOKUP($D256,'DER Output'!$S$18:$W$41,2,FALSE),VLOOKUP($D256,'DER Output'!$S$18:$W$41,3,FALSE))","v":1.9796447973982056E-4},{"$f":"IF($C256=\"S\",VLOOKUP($D256,'DER Output'!$S$18:$W$41,4,FALSE),VLOOKUP($D256,'DER Output'!$S$18:$W$41,5,FALSE))","v":1.9796447973982056E-4},{"$f":"IF($C256=\"S\",VLOOKUP($D256,'DER Output'!$S$18:$W$41,4,FALSE),VLOOKUP($D256,'DER Output'!$S$18:$W$41,5,FALSE))","v":1.9796447973982056E-4},{"$f":"IF($C256=\"S\",VLOOKUP($D256,'DER Output'!$S$18:$W$41,4,FALSE),VLOOKUP($D256,'DER Output'!$S$18:$W$41,5,FALSE))","v":1.9796447973982056E-4},{"$f":"IF($C256=\"S\",VLOOKUP($D256,'DER Output'!$S$18:$W$41,4,FALSE),VLOOKUP($D256,'DER Output'!$S$18:$W$41,5,FALSE))","v":1.9796447973982056E-4},{"$f":"IFERROR(IF(OR(C256=\"S\",C256=\"D\"),VLOOKUP(B256,'Seasonal Customer Count'!$B:$I,4,FALSE),IF(C256=\"W\",VLOOKUP(B256,'Seasonal Customer Count'!$B:$P,12,FALSE),\"Check\")),0)","v":0},{"$f":"IFERROR(IF(OR(C256=\"S\",C256=\"D\"),VLOOKUP(B256,'Seasonal Customer Count'!$B:$P,5,FALSE),IF(C256=\"W\",VLOOKUP(B256,'Seasonal Customer Count'!$B:$P,13,FALSE),\"Check\")),0)","v":0},{"$f":"IFERROR(IF(OR(C256=\"S\",C256=\"D\"),VLOOKUP(B256,'Seasonal Customer Count'!$B:$P,6,FALSE),IF(C256=\"W\",VLOOKUP(B256,'Seasonal Customer Count'!$B:$P,14,FALSE),\"Check\")),0)","v":2},{"$f":"IFERROR(IF(OR(C256=\"S\",C256=\"D\"),VLOOKUP(B256,'Seasonal Customer Count'!$B:$P,7,FALSE),IF(C256=\"W\",VLOOKUP(B256,'Seasonal Customer Count'!$B:$P,15,FALSE),\"Check\")),0)","v":0},{"$f":"IFERROR(IF(OR(C256=\"S\",C256=\"D\"),VLOOKUP(B256,'Seasonal Customer Count'!$B:$P,8,FALSE),IF(C256=\"W\",VLOOKUP(B256,'Seasonal Customer Count'!$B:$P,16,FALSE),\"Check\")),0)","v":0},{"$f":"Summary!$D$8*(K256*'Average Project Size'!$F$6+L256*'Average Project Size'!$F$7+M256*'Average Project Size'!$F$8+N256*'Average Project Size'!$F$10+O256*'Average Project Size'!$F$9)/1000","v":3.4396528675214222E-4},{"$f":"Summary!$D$8*(K256*F256*'Average Project Size'!$F$6+L256*G256*'Average Project Size'!$F$7+M256*H256*'Average Project Size'!$F$8+N256*I256*'Average Project Size'!$F$10+O256*J256*'Average Project Size'!$F$9)/1000","v":6.8092909040446035E-8}]
[null,{"$f":"'Peak Identification'!B255","v":"DONN12"},{"$f":"'Peak Identification'!D255","v":"W"},{"$f":"'Peak Identification'!E255","v":23},{"$f":"VLOOKUP($D257,'DER Output'!$S$17:$X$41,6,FALSE)","v":0},{"$f":"IF($C257=\"S\",VLOOKUP($D257,'DER Output'!$S$18:$W$41,2,FALSE),VLOOKUP($D257,'DER Output'!$S$18:$W$41,3,FALSE))","v":1.5993882327323839E-4},{"$f":"IF($C257=\"S\",VLOOKUP($D257,'DER Output'!$S$18:$W$41,4,FALSE),VLOOKUP($D257,'DER Output'!$S$18:$W$41,5,FALSE))","v":1.5993882327323839E-4},{"$f":"IF($C257=\"S\",VLOOKUP($D257,'DER Output'!$S$18:$W$41,4,FALSE),VLOOKUP($D257,'DER Output'!$S$18:$W$41,5,FALSE))","v":1.5993882327323839E-4},{"$f":"IF($C257=\"S\",VLOOKUP($D257,'DER Output'!$S$18:$W$41,4,FALSE),VLOOKUP($D257,'DER Output'!$S$18:$W$41,5,FALSE))","v":1.5993882327323839E-4},{"$f":"IF($C257=\"S\",VLOOKUP($D257,'DER Output'!$S$18:$W$41,4,FALSE),VLOOKUP($D257,'DER Output'!$S$18:$W$41,5,FALSE))","v":1.5993882327323839E-4},{"$f":"IFERROR(IF(OR(C257=\"S\",C257=\"D\"),VLOOKUP(B257,'Seasonal Customer Count'!$B:$I,4,FALSE),IF(C257=\"W\",VLOOKUP(B257,'Seasonal Customer Count'!$B:$P,12,FALSE),\"Check\")),0)","v":290},{"$f":"IFERROR(IF(OR(C257=\"S\",C257=\"D\"),VLOOKUP(B257,'Seasonal Customer Count'!$B:$P,5,FALSE),IF(C257=\"W\",VLOOKUP(B257,'Seasonal Customer Count'!$B:$P,13,FALSE),\"Check\")),0)","v":564},{"$f":"IFERROR(IF(OR(C257=\"S\",C257=\"D\"),VLOOKUP(B257,'Seasonal Customer Count'!$B:$P,6,FALSE),IF(C257=\"W\",VLOOKUP(B257,'Seasonal Customer Count'!$B:$P,14,FALSE),\"Check\")),0)","v":5},{"$f":"IFERROR(IF(OR(C257=\"S\",C257=\"D\"),VLOOKUP(B257,'Seasonal Customer Count'!$B:$P,7,FALSE),IF(C257=\"W\",VLOOKUP(B257,'Seasonal Customer Count'!$B:$P,15,FALSE),\"Check\")),0)","v":2},{"$f":"IFERROR(IF(OR(C257=\"S\",C257=\"D\"),VLOOKUP(B257,'Seasonal Customer Count'!$B:$P,8,FALSE),IF(C257=\"W\",VLOOKUP(B257,'Seasonal Customer Count'!$B:$P,16,FALSE),\"Check\")),0)","v":0},{"$f":"Summary!$D$8*(K257*'Average Project Size'!$F$6+L257*'Average Project Size'!$F$7+M257*'Average Project Size'!$F$8+N257*'Average Project Size'!$F$10+O257*'Average Project Size'!$F$9)/1000","v":5.962527355330751E-2},{"$f":"Summary!$D$8*(K257*F257*'Average Project Size'!$F$6+L257*G257*'Average Project Size'!$F$7+M257*H257*'Average Project Size'!$F$8+N257*I257*'Average Project Size'!$F$10+O257*J257*'Average Project Size'!$F$9)/1000","v":9.5363960894609447E-6}]
[null,{"$f":"'Peak Identification'!B256","v":"DONN13"},{"$f":"'Peak Identification'!D256","v":"W"},{"$f":"'Peak Identification'!E256","v":23},{"$f":"VLOOKUP($D258,'DER Output'!$S$17:$X$41,6,FALSE)","v":0},{"$f":"IF($C258=\"S\",VLOOKUP($D258,'DER Output'!$S$18:$W$41,2,FALSE),VLOOKUP($D258,'DER Output'!$S$18:$W$41,3,FALSE))","v":1.5993882327323839E-4},{"$f":"IF($C258=\"S\",VLOOKUP($D258,'DER Output'!$S$18:$W$41,4,FALSE),VLOOKUP($D258,'DER Output'!$S$18:$W$41,5,FALSE))","v":1.5993882327323839E-4},{"$f":"IF($C258=\"S\",VLOOKUP($D258,'DER Output'!$S$18:$W$41,4,FALSE),VLOOKUP($D258,'DER Output'!$S$18:$W$41,5,FALSE))","v":1.5993882327323839E-4},{"$f":"IF($C258=\"S\",VLOOKUP($D258,'DER Output'!$S$18:$W$41,4,FALSE),VLOOKUP($D258,'DER Output'!$S$18:$W$41,5,FALSE))","v":1.5993882327323839E-4},{"$f":"IF($C258=\"S\",VLOOKUP($D258,'DER Output'!$S$18:$W$41,4,FALSE),VLOOKUP($D258,'DER Output'!$S$18:$W$41,5,FALSE))","v":1.5993882327323839E-4},{"$f":"IFERROR(IF(OR(C258=\"S\",C258=\"D\"),VLOOKUP(B258,'Seasonal Customer Count'!$B:$I,4,FALSE),IF(C258=\"W\",VLOOKUP(B258,'Seasonal Customer Count'!$B:$P,12,FALSE),\"Check\")),0)","v":59},{"$f":"IFERROR(IF(OR(C258=\"S\",C258=\"D\"),VLOOKUP(B258,'Seasonal Customer Count'!$B:$P,5,FALSE),IF(C258=\"W\",VLOOKUP(B258,'Seasonal Customer Count'!$B:$P,13,FALSE),\"Check\")),0)","v":140},{"$f":"IFERROR(IF(OR(C258=\"S\",C258=\"D\"),VLOOKUP(B258,'Seasonal Customer Count'!$B:$P,6,FALSE),IF(C258=\"W\",VLOOKUP(B258,'Seasonal Customer Count'!$B:$P,14,FALSE),\"Check\")),0)","v":2},{"$f":"IFERROR(IF(OR(C258=\"S\",C258=\"D\"),VLOOKUP(B258,'Seasonal Customer Count'!$B:$P,7,FALSE),IF(C258=\"W\",VLOOKUP(B258,'Seasonal Customer Count'!$B:$P,15,FALSE),\"Check\")),0)","v":0},{"$f":"IFERROR(IF(OR(C258=\"S\",C258=\"D\"),VLOOKUP(B258,'Seasonal Customer Count'!$B:$P,8,FALSE),IF(C258=\"W\",VLOOKUP(B258,'Seasonal Customer Count'!$B:$P,16,FALSE),\"Check\")),0)","v":0},{"$f":"Summary!$D$8*(K258*'Average Project Size'!$F$6+L258*'Average Project Size'!$F$7+M258*'Average Project Size'!$F$8+N258*'Average Project Size'!$F$10+O258*'Average Project Size'!$F$9)/1000","v":1.2957613423001949E-2},{"$f":"Summary!$D$8*(K258*F258*'Average Project Size'!$F$6+L258*G258*'Average Project Size'!$F$7+M258*H258*'Average Project Size'!$F$8+N258*I258*'Average Project Size'!$F$10+O258*J258*'Average Project Size'!$F$9)/1000","v":2.0724254433044507E-6}]
[null,{"$f":"'Peak Identification'!B257","v":"DONN14"},{"$f":"'Peak Identification'!D257","v":"W"},{"$f":"'Peak Identification'!E257","v":9},{"$f":"VLOOKUP($D259,'DER Output'!$S$17:$X$41,6,FALSE)","v":0},{"$f":"IF($C259=\"S\",VLOOKUP($D259,'DER Output'!$S$18:$W$41,2,FALSE),VLOOKUP($D259,'DER Output'!$S$18:$W$41,3,FALSE))","v":9.9257193152337234E-2},{"$f":"IF($C259=\"S\",VLOOKUP($D259,'DER Output'!$S$18:$W$41,4,FALSE),VLOOKUP($D259,'DER Output'!$S$18:$W$41,5,FALSE))","v":9.9257193152337234E-2},{"$f":"IF($C259=\"S\",VLOOKUP($D259,'DER Output'!$S$18:$W$41,4,FALSE),VLOOKUP($D259,'DER Output'!$S$18:$W$41,5,FALSE))","v":9.9257193152337234E-2},{"$f":"IF($C259=\"S\",VLOOKUP($D259,'DER Output'!$S$18:$W$41,4,FALSE),VLOOKUP($D259,'DER Output'!$S$18:$W$41,5,FALSE))","v":9.9257193152337234E-2},{"$f":"IF($C259=\"S\",VLOOKUP($D259,'DER Output'!$S$18:$W$41,4,FALSE),VLOOKUP($D259,'DER Output'!$S$18:$W$41,5,FALSE))","v":9.9257193152337234E-2},{"$f":"IFERROR(IF(OR(C259=\"S\",C259=\"D\"),VLOOKUP(B259,'Seasonal Customer Count'!$B:$I,4,FALSE),IF(C259=\"W\",VLOOKUP(B259,'Seasonal Customer Count'!$B:$P,12,FALSE),\"Check\")),0)","v":67},{"$f":"IFERROR(IF(OR(C259=\"S\",C259=\"D\"),VLOOKUP(B259,'Seasonal Customer Count'!$B:$P,5,FALSE),IF(C259=\"W\",VLOOKUP(B259,'Seasonal Customer Count'!$B:$P,13,FALSE),\"Check\")),0)","v":203},{"$f":"IFERROR(IF(OR(C259=\"S\",C259=\"D\"),VLOOKUP(B259,'Seasonal Customer Count'!$B:$P,6,FALSE),IF(C259=\"W\",VLOOKUP(B259,'Seasonal Customer Count'!$B:$P,14,FALSE),\"Check\")),0)","v":1},{"$f":"IFERROR(IF(OR(C259=\"S\",C259=\"D\"),VLOOKUP(B259,'Seasonal Customer Count'!$B:$P,7,FALSE),IF(C259=\"W\",VLOOKUP(B259,'Seasonal Customer Count'!$B:$P,15,FALSE),\"Check\")),0)","v":0},{"$f":"IFERROR(IF(OR(C259=\"S\",C259=\"D\"),VLOOKUP(B259,'Seasonal Customer Count'!$B:$P,8,FALSE),IF(C259=\"W\",VLOOKUP(B259,'Seasonal Customer Count'!$B:$P,16,FALSE),\"Check\")),0)","v":0},{"$f":"Summary!$D$8*(K259*'Average Project Size'!$F$6+L259*'Average Project Size'!$F$7+M259*'Average Project Size'!$F$8+N259*'Average Project Size'!$F$10+O259*'Average Project Size'!$F$9)/1000","v":1.7724458540252001E-2},{"$f":"Summary!$D$8*(K259*F259*'Average Project Size'!$F$6+L259*G259*'Average Project Size'!$F$7+M259*H259*'Average Project Size'!$F$8+N259*I259*'Average Project Size'!$F$10+O259*J259*'Average Project Size'!$F$9)/1000","v":1.7592800048503864E-3}]
[null,{"$f":"'Peak Identification'!B258","v":"DONN15"},{"$f":"'Peak Identification'!D258","v":"W"},{"$f":"'Peak Identification'!E258","v":15},{"$f":"VLOOKUP($D260,'DER Output'!$S$17:$X$41,6,FALSE)","v":0.24675324675324678},{"$f":"IF($C260=\"S\",VLOOKUP($D260,'DER Output'!$S$18:$W$41,2,FALSE),VLOOKUP($D260,'DER Output'!$S$18:$W$41,3,FALSE))","v":0.1862014198298606},{"$f":"IF($C260=\"S\",VLOOKUP($D260,'DER Output'!$S$18:$W$41,4,FALSE),VLOOKUP($D260,'DER Output'!$S$18:$W$41,5,FALSE))","v":0.1862014198298606},{"$f":"IF($C260=\"S\",VLOOKUP($D260,'DER Output'!$S$18:$W$41,4,FALSE),VLOOKUP($D260,'DER Output'!$S$18:$W$41,5,FALSE))","v":0.1862014198298606},{"$f":"IF($C260=\"S\",VLOOKUP($D260,'DER Output'!$S$18:$W$41,4,FALSE),VLOOKUP($D260,'DER Output'!$S$18:$W$41,5,FALSE))","v":0.1862014198298606},{"$f":"IF($C260=\"S\",VLOOKUP($D260,'DER Output'!$S$18:$W$41,4,FALSE),VLOOKUP($D260,'DER Output'!$S$18:$W$41,5,FALSE))","v":0.1862014198298606},{"$f":"IFERROR(IF(OR(C260=\"S\",C260=\"D\"),VLOOKUP(B260,'Seasonal Customer Count'!$B:$I,4,FALSE),IF(C260=\"W\",VLOOKUP(B260,'Seasonal Customer Count'!$B:$P,12,FALSE),\"Check\")),0)","v":29},{"$f":"IFERROR(IF(OR(C260=\"S\",C260=\"D\"),VLOOKUP(B260,'Seasonal Customer Count'!$B:$P,5,FALSE),IF(C260=\"W\",VLOOKUP(B260,'Seasonal Customer Count'!$B:$P,13,FALSE),\"Check\")),0)","v":69},{"$f":"IFERROR(IF(OR(C260=\"S\",C260=\"D\"),VLOOKUP(B260,'Seasonal Customer Count'!$B:$P,6,FALSE),IF(C260=\"W\",VLOOKUP(B260,'Seasonal Customer Count'!$B:$P,14,FALSE),\"Check\")),0)","v":0},{"$f":"IFERROR(IF(OR(C260=\"S\",C260=\"D\"),VLOOKUP(B260,'Seasonal Customer Count'!$B:$P,7,FALSE),IF(C260=\"W\",VLOOKUP(B260,'Seasonal Customer Count'!$B:$P,15,FALSE),\"Check\")),0)","v":1},{"$f":"IFERROR(IF(OR(C260=\"S\",C260=\"D\"),VLOOKUP(B260,'Seasonal Customer Count'!$B:$P,8,FALSE),IF(C260=\"W\",VLOOKUP(B260,'Seasonal Customer Count'!$B:$P,16,FALSE),\"Check\")),0)","v":0},{"$f":"Summary!$D$8*(K260*'Average Project Size'!$F$6+L260*'Average Project Size'!$F$7+M260*'Average Project Size'!$F$8+N260*'Average Project Size'!$F$10+O260*'Average Project Size'!$F$9)/1000","v":9.1491145961056924E-3},{"$f":"Summary!$D$8*(K260*F260*'Average Project Size'!$F$6+L260*G260*'Average Project Size'!$F$7+M260*H260*'Average Project Size'!$F$8+N260*I260*'Average Project Size'!$F$10+O260*J260*'Average Project Size'!$F$9)/1000","v":1.7035781279809811E-3}]
[null,{"$f":"'Peak Identification'!B259","v":"DONN T-134"},{"$f":"'Peak Identification'!D259","v":"D"},{"$f":"'Peak Identification'!E259","v":22},{"$f":"VLOOKUP($D261,'DER Output'!$S$17:$X$41,6,FALSE)","v":0},{"$f":"IF($C261=\"S\",VLOOKUP($D261,'DER Output'!$S$18:$W$41,2,FALSE),VLOOKUP($D261,'DER Output'!$S$18:$W$41,3,FALSE))","v":1.6758481088101923E-4},{"$f":"IF($C261=\"S\",VLOOKUP($D261,'DER Output'!$S$18:$W$41,4,FALSE),VLOOKUP($D261,'DER Output'!$S$18:$W$41,5,FALSE))","v":1.6758481088101923E-4},{"$f":"IF($C261=\"S\",VLOOKUP($D261,'DER Output'!$S$18:$W$41,4,FALSE),VLOOKUP($D261,'DER Output'!$S$18:$W$41,5,FALSE))","v":1.6758481088101923E-4},{"$f":"IF($C261=\"S\",VLOOKUP($D261,'DER Output'!$S$18:$W$41,4,FALSE),VLOOKUP($D261,'DER Output'!$S$18:$W$41,5,FALSE))","v":1.6758481088101923E-4},{"$f":"IF($C261=\"S\",VLOOKUP($D261,'DER Output'!$S$18:$W$41,4,FALSE),VLOOKUP($D261,'DER Output'!$S$18:$W$41,5,FALSE))","v":1.6758481088101923E-4},{"$f":"IFERROR(IF(OR(C261=\"S\",C261=\"D\"),VLOOKUP(B261,'Seasonal Customer Count'!$B:$I,4,FALSE),IF(C261=\"W\",VLOOKUP(B261,'Seasonal Customer Count'!$B:$P,12,FALSE),\"Check\")),0)","v":0},{"$f":"IFERROR(IF(OR(C261=\"S\",C261=\"D\"),VLOOKUP(B261,'Seasonal Customer Count'!$B:$P,5,FALSE),IF(C261=\"W\",VLOOKUP(B261,'Seasonal Customer Count'!$B:$P,13,FALSE),\"Check\")),0)","v":0},{"$f":"IFERROR(IF(OR(C261=\"S\",C261=\"D\"),VLOOKUP(B261,'Seasonal Customer Count'!$B:$P,6,FALSE),IF(C261=\"W\",VLOOKUP(B261,'Seasonal Customer Count'!$B:$P,14,FALSE),\"Check\")),0)","v":0},{"$f":"IFERROR(IF(OR(C261=\"S\",C261=\"D\"),VLOOKUP(B261,'Seasonal Customer Count'!$B:$P,7,FALSE),IF(C261=\"W\",VLOOKUP(B261,'Seasonal Customer Count'!$B:$P,15,FALSE),\"Check\")),0)","v":0},{"$f":"IFERROR(IF(OR(C261=\"S\",C261=\"D\"),VLOOKUP(B261,'Seasonal Customer Count'!$B:$P,8,FALSE),IF(C261=\"W\",VLOOKUP(B261,'Seasonal Customer Count'!$B:$P,16,FALSE),\"Check\")),0)","v":0},{"$f":"Summary!$D$8*(K261*'Average Project Size'!$F$6+L261*'Average Project Size'!$F$7+M261*'Average Project Size'!$F$8+N261*'Average Project Size'!$F$10+O261*'Average Project Size'!$F$9)/1000","v":0},{"$f":"Summary!$D$8*(K261*F261*'Average Project Size'!$F$6+L261*G261*'Average Project Size'!$F$7+M261*H261*'Average Project Size'!$F$8+N261*I261*'Average Project Size'!$F$10+O261*J261*'Average Project Size'!$F$9)/1000","v":0}]
[null,{"$f":"'Peak Identification'!B260","v":"DRAM T-135"},{"$f":"'Peak Identification'!D260","v":"S"},{"$f":"'Peak Identification'!E260","v":0},{"$f":"VLOOKUP($D262,'DER Output'!$S$17:$X$41,6,FALSE)","v":0},{"$f":"IF($C262=\"S\",VLOOKUP($D262,'DER Output'!$S$18:$W$41,2,FALSE),VLOOKUP($D262,'DER Output'!$S$18:$W$41,3,FALSE))","v":5.9141103405834004E-4},{"$f":"IF($C262=\"S\",VLOOKUP($D262,'DER Output'!$S$18:$W$41,4,FALSE),VLOOKUP($D262,'DER Output'!$S$18:$W$41,5,FALSE))","v":5.9141103405834004E-4},{"$f":"IF($C262=\"S\",VLOOKUP($D262,'DER Output'!$S$18:$W$41,4,FALSE),VLOOKUP($D262,'DER Output'!$S$18:$W$41,5,FALSE))","v":5.9141103405834004E-4},{"$f":"IF($C262=\"S\",VLOOKUP($D262,'DER Output'!$S$18:$W$41,4,FALSE),VLOOKUP($D262,'DER Output'!$S$18:$W$41,5,FALSE))","v":5.9141103405834004E-4},{"$f":"IF($C262=\"S\",VLOOKUP($D262,'DER Output'!$S$18:$W$41,4,FALSE),VLOOKUP($D262,'DER Output'!$S$18:$W$41,5,FALSE))","v":5.9141103405834004E-4},{"$f":"IFERROR(IF(OR(C262=\"S\",C262=\"D\"),VLOOKUP(B262,'Seasonal Customer Count'!$B:$I,4,FALSE),IF(C262=\"W\",VLOOKUP(B262,'Seasonal Customer Count'!$B:$P,12,FALSE),\"Check\")),0)","v":0},{"$f":"IFERROR(IF(OR(C262=\"S\",C262=\"D\"),VLOOKUP(B262,'Seasonal Customer Count'!$B:$P,5,FALSE),IF(C262=\"W\",VLOOKUP(B262,'Seasonal Customer Count'!$B:$P,13,FALSE),\"Check\")),0)","v":0},{"$f":"IFERROR(IF(OR(C262=\"S\",C262=\"D\"),VLOOKUP(B262,'Seasonal Customer Count'!$B:$P,6,FALSE),IF(C262=\"W\",VLOOKUP(B262,'Seasonal Customer Count'!$B:$P,14,FALSE),\"Check\")),0)","v":0},{"$f":"IFERROR(IF(OR(C262=\"S\",C262=\"D\"),VLOOKUP(B262,'Seasonal Customer Count'!$B:$P,7,FALSE),IF(C262=\"W\",VLOOKUP(B262,'Seasonal Customer Count'!$B:$P,15,FALSE),\"Check\")),0)","v":0},{"$f":"IFERROR(IF(OR(C262=\"S\",C262=\"D\"),VLOOKUP(B262,'Seasonal Customer Count'!$B:$P,8,FALSE),IF(C262=\"W\",VLOOKUP(B262,'Seasonal Customer Count'!$B:$P,16,FALSE),\"Check\")),0)","v":0},{"$f":"Summary!$D$8*(K262*'Average Project Size'!$F$6+L262*'Average Project Size'!$F$7+M262*'Average Project Size'!$F$8+N262*'Average Project Size'!$F$10+O262*'Average Project Size'!$F$9)/1000","v":0},{"$f":"Summary!$D$8*(K262*F262*'Average Project Size'!$F$6+L262*G262*'Average Project Size'!$F$7+M262*H262*'Average Project Size'!$F$8+N262*I262*'Average Project Size'!$F$10+O262*J262*'Average Project Size'!$F$9)/1000","v":0}]
[null,{"$f":"'Peak Identification'!B261","v":"DRAM T-136"},{"$f":"'Peak Identification'!D261","v":"S"},{"$f":"'Peak Identification'!E261","v":0},{"$f":"VLOOKUP($D263,'DER Output'!$S$17:$X$41,6,FALSE)","v":0},{"$f":"IF($C263=\"S\",VLOOKUP($D263,'DER Output'!$S$18:$W$41,2,FALSE),VLOOKUP($D263,'DER Output'!$S$18:$W$41,3,FALSE))","v":5.9141103405834004E-4},{"$f":"IF($C263=\"S\",VLOOKUP($D263,'DER Output'!$S$18:$W$41,4,FALSE),VLOOKUP($D263,'DER Output'!$S$18:$W$41,5,FALSE))","v":5.9141103405834004E-4},{"$f":"IF($C263=\"S\",VLOOKUP($D263,'DER Output'!$S$18:$W$41,4,FALSE),VLOOKUP($D263,'DER Output'!$S$18:$W$41,5,FALSE))","v":5.9141103405834004E-4},{"$f":"IF($C263=\"S\",VLOOKUP($D263,'DER Output'!$S$18:$W$41,4,FALSE),VLOOKUP($D263,'DER Output'!$S$18:$W$41,5,FALSE))","v":5.9141103405834004E-4},{"$f":"IF($C263=\"S\",VLOOKUP($D263,'DER Output'!$S$18:$W$41,4,FALSE),VLOOKUP($D263,'DER Output'!$S$18:$W$41,5,FALSE))","v":5.9141103405834004E-4},{"$f":"IFERROR(IF(OR(C263=\"S\",C263=\"D\"),VLOOKUP(B263,'Seasonal Customer Count'!$B:$I,4,FALSE),IF(C263=\"W\",VLOOKUP(B263,'Seasonal Customer Count'!$B:$P,12,FALSE),\"Check\")),0)","v":0},{"$f":"IFERROR(IF(OR(C263=\"S\",C263=\"D\"),VLOOKUP(B263,'Seasonal Customer Count'!$B:$P,5,FALSE),IF(C263=\"W\",VLOOKUP(B263,'Seasonal Customer Count'!$B:$P,13,FALSE),\"Check\")),0)","v":0},{"$f":"IFERROR(IF(OR(C263=\"S\",C263=\"D\"),VLOOKUP(B263,'Seasonal Customer Count'!$B:$P,6,FALSE),IF(C263=\"W\",VLOOKUP(B263,'Seasonal Customer Count'!$B:$P,14,FALSE),\"Check\")),0)","v":0},{"$f":"IFERROR(IF(OR(C263=\"S\",C263=\"D\"),VLOOKUP(B263,'Seasonal Customer Count'!$B:$P,7,FALSE),IF(C263=\"W\",VLOOKUP(B263,'Seasonal Customer Count'!$B:$P,15,FALSE),\"Check\")),0)","v":0},{"$f":"IFERROR(IF(OR(C263=\"S\",C263=\"D\"),VLOOKUP(B263,'Seasonal Customer Count'!$B:$P,8,FALSE),IF(C263=\"W\",VLOOKUP(B263,'Seasonal Customer Count'!$B:$P,16,FALSE),\"Check\")),0)","v":0},{"$f":"Summary!$D$8*(K263*'Average Project Size'!$F$6+L263*'Average Project Size'!$F$7+M263*'Average Project Size'!$F$8+N263*'Average Project Size'!$F$10+O263*'Average Project Size'!$F$9)/1000","v":0},{"$f":"Summary!$D$8*(K263*F263*'Average Project Size'!$F$6+L263*G263*'Average Project Size'!$F$7+M263*H263*'Average Project Size'!$F$8+N263*I263*'Average Project Size'!$F$10+O263*J263*'Average Project Size'!$F$9)/1000","v":0}]
[null,{"$f":"'Peak Identification'!B262","v":"DRAM T-137"},{"$f":"'Peak Identification'!D262","v":"S"},{"$f":"'Peak Identification'!E262","v":0},{"$f":"VLOOKUP($D264,'DER Output'!$S$17:$X$41,6,FALSE)","v":0},{"$f":"IF($C264=\"S\",VLOOKUP($D264,'DER Output'!$S$18:$W$41,2,FALSE),VLOOKUP($D264,'DER Output'!$S$18:$W$41,3,FALSE))","v":5.9141103405834004E-4},{"$f":"IF($C264=\"S\",VLOOKUP($D264,'DER Output'!$S$18:$W$41,4,FALSE),VLOOKUP($D264,'DER Output'!$S$18:$W$41,5,FALSE))","v":5.9141103405834004E-4},{"$f":"IF($C264=\"S\",VLOOKUP($D264,'DER Output'!$S$18:$W$41,4,FALSE),VLOOKUP($D264,'DER Output'!$S$18:$W$41,5,FALSE))","v":5.9141103405834004E-4},{"$f":"IF($C264=\"S\",VLOOKUP($D264,'DER Output'!$S$18:$W$41,4,FALSE),VLOOKUP($D264,'DER Output'!$S$18:$W$41,5,FALSE))","v":5.9141103405834004E-4},{"$f":"IF($C264=\"S\",VLOOKUP($D264,'DER Output'!$S$18:$W$41,4,FALSE),VLOOKUP($D264,'DER Output'!$S$18:$W$41,5,FALSE))","v":5.9141103405834004E-4},{"$f":"IFERROR(IF(OR(C264=\"S\",C264=\"D\"),VLOOKUP(B264,'Seasonal Customer Count'!$B:$I,4,FALSE),IF(C264=\"W\",VLOOKUP(B264,'Seasonal Customer Count'!$B:$P,12,FALSE),\"Check\")),0)","v":0},{"$f":"IFERROR(IF(OR(C264=\"S\",C264=\"D\"),VLOOKUP(B264,'Seasonal Customer Count'!$B:$P,5,FALSE),IF(C264=\"W\",VLOOKUP(B264,'Seasonal Customer Count'!$B:$P,13,FALSE),\"Check\")),0)","v":0},{"$f":"IFERROR(IF(OR(C264=\"S\",C264=\"D\"),VLOOKUP(B264,'Seasonal Customer Count'!$B:$P,6,FALSE),IF(C264=\"W\",VLOOKUP(B264,'Seasonal Customer Count'!$B:$P,14,FALSE),\"Check\")),0)","v":0},{"$f":"IFERROR(IF(OR(C264=\"S\",C264=\"D\"),VLOOKUP(B264,'Seasonal Customer Count'!$B:$P,7,FALSE),IF(C264=\"W\",VLOOKUP(B264,'Seasonal Customer Count'!$B:$P,15,FALSE),\"Check\")),0)","v":0},{"$f":"IFERROR(IF(OR(C264=\"S\",C264=\"D\"),VLOOKUP(B264,'Seasonal Customer Count'!$B:$P,8,FALSE),IF(C264=\"W\",VLOOKUP(B264,'Seasonal Customer Count'!$B:$P,16,FALSE),\"Check\")),0)","v":0},{"$f":"Summary!$D$8*(K264*'Average Project Size'!$F$6+L264*'Average Project Size'!$F$7+M264*'Average Project Size'!$F$8+N264*'Average Project Size'!$F$10+O264*'Average Project Size'!$F$9)/1000","v":0},{"$f":"Summary!$D$8*(K264*F264*'Average Project Size'!$F$6+L264*G264*'Average Project Size'!$F$7+M264*H264*'Average Project Size'!$F$8+N264*I264*'Average Project Size'!$F$10+O264*J264*'Average Project Size'!$F$9)/1000","v":0}]
[null,{"$f":"'Peak Identification'!B263","v":"DRAM T-138"},{"$f":"'Peak Identification'!D263","v":"S"},{"$f":"'Peak Identification'!E263","v":0},{"$f":"VLOOKUP($D265,'DER Output'!$S$17:$X$41,6,FALSE)","v":0},{"$f":"IF($C265=\"S\",VLOOKUP($D265,'DER Output'!$S$18:$W$41,2,FALSE),VLOOKUP($D265,'DER Output'!$S$18:$W$41,3,FALSE))","v":5.9141103405834004E-4},{"$f":"IF($C265=\"S\",VLOOKUP($D265,'DER Output'!$S$18:$W$41,4,FALSE),VLOOKUP($D265,'DER Output'!$S$18:$W$41,5,FALSE))","v":5.9141103405834004E-4},{"$f":"IF($C265=\"S\",VLOOKUP($D265,'DER Output'!$S$18:$W$41,4,FALSE),VLOOKUP($D265,'DER Output'!$S$18:$W$41,5,FALSE))","v":5.9141103405834004E-4},{"$f":"IF($C265=\"S\",VLOOKUP($D265,'DER Output'!$S$18:$W$41,4,FALSE),VLOOKUP($D265,'DER Output'!$S$18:$W$41,5,FALSE))","v":5.9141103405834004E-4},{"$f":"IF($C265=\"S\",VLOOKUP($D265,'DER Output'!$S$18:$W$41,4,FALSE),VLOOKUP($D265,'DER Output'!$S$18:$W$41,5,FALSE))","v":5.9141103405834004E-4},{"$f":"IFERROR(IF(OR(C265=\"S\",C265=\"D\"),VLOOKUP(B265,'Seasonal Customer Count'!$B:$I,4,FALSE),IF(C265=\"W\",VLOOKUP(B265,'Seasonal Customer Count'!$B:$P,12,FALSE),\"Check\")),0)","v":0},{"$f":"IFERROR(IF(OR(C265=\"S\",C265=\"D\"),VLOOKUP(B265,'Seasonal Customer Count'!$B:$P,5,FALSE),IF(C265=\"W\",VLOOKUP(B265,'Seasonal Customer Count'!$B:$P,13,FALSE),\"Check\")),0)","v":0},{"$f":"IFERROR(IF(OR(C265=\"S\",C265=\"D\"),VLOOKUP(B265,'Seasonal Customer Count'!$B:$P,6,FALSE),IF(C265=\"W\",VLOOKUP(B265,'Seasonal Customer Count'!$B:$P,14,FALSE),\"Check\")),0)","v":0},{"$f":"IFERROR(IF(OR(C265=\"S\",C265=\"D\"),VLOOKUP(B265,'Seasonal Customer Count'!$B:$P,7,FALSE),IF(C265=\"W\",VLOOKUP(B265,'Seasonal Customer Count'!$B:$P,15,FALSE),\"Check\")),0)","v":0},{"$f":"IFERROR(IF(OR(C265=\"S\",C265=\"D\"),VLOOKUP(B265,'Seasonal Customer Count'!$B:$P,8,FALSE),IF(C265=\"W\",VLOOKUP(B265,'Seasonal Customer Count'!$B:$P,16,FALSE),\"Check\")),0)","v":0},{"$f":"Summary!$D$8*(K265*'Average Project Size'!$F$6+L265*'Average Project Size'!$F$7+M265*'Average Project Size'!$F$8+N265*'Average Project Size'!$F$10+O265*'Average Project Size'!$F$9)/1000","v":0},{"$f":"Summary!$D$8*(K265*F265*'Average Project Size'!$F$6+L265*G265*'Average Project Size'!$F$7+M265*H265*'Average Project Size'!$F$8+N265*I265*'Average Project Size'!$F$10+O265*J265*'Average Project Size'!$F$9)/1000","v":0}]
[null,{"$f":"'Peak Identification'!B264","v":"DRAM T-139"},{"$f":"'Peak Identification'!D264","v":"S"},{"$f":"'Peak Identification'!E264","v":0},{"$f":"VLOOKUP($D266,'DER Output'!$S$17:$X$41,6,FALSE)","v":0},{"$f":"IF($C266=\"S\",VLOOKUP($D266,'DER Output'!$S$18:$W$41,2,FALSE),VLOOKUP($D266,'DER Output'!$S$18:$W$41,3,FALSE))","v":5.9141103405834004E-4},{"$f":"IF($C266=\"S\",VLOOKUP($D266,'DER Output'!$S$18:$W$41,4,FALSE),VLOOKUP($D266,'DER Output'!$S$18:$W$41,5,FALSE))","v":5.9141103405834004E-4},{"$f":"IF($C266=\"S\",VLOOKUP($D266,'DER Output'!$S$18:$W$41,4,FALSE),VLOOKUP($D266,'DER Output'!$S$18:$W$41,5,FALSE))","v":5.9141103405834004E-4},{"$f":"IF($C266=\"S\",VLOOKUP($D266,'DER Output'!$S$18:$W$41,4,FALSE),VLOOKUP($D266,'DER Output'!$S$18:$W$41,5,FALSE))","v":5.9141103405834004E-4},{"$f":"IF($C266=\"S\",VLOOKUP($D266,'DER Output'!$S$18:$W$41,4,FALSE),VLOOKUP($D266,'DER Output'!$S$18:$W$41,5,FALSE))","v":5.9141103405834004E-4},{"$f":"IFERROR(IF(OR(C266=\"S\",C266=\"D\"),VLOOKUP(B266,'Seasonal Customer Count'!$B:$I,4,FALSE),IF(C266=\"W\",VLOOKUP(B266,'Seasonal Customer Count'!$B:$P,12,FALSE),\"Check\")),0)","v":0},{"$f":"IFERROR(IF(OR(C266=\"S\",C266=\"D\"),VLOOKUP(B266,'Seasonal Customer Count'!$B:$P,5,FALSE),IF(C266=\"W\",VLOOKUP(B266,'Seasonal Customer Count'!$B:$P,13,FALSE),\"Check\")),0)","v":0},{"$f":"IFERROR(IF(OR(C266=\"S\",C266=\"D\"),VLOOKUP(B266,'Seasonal Customer Count'!$B:$P,6,FALSE),IF(C266=\"W\",VLOOKUP(B266,'Seasonal Customer Count'!$B:$P,14,FALSE),\"Check\")),0)","v":0},{"$f":"IFERROR(IF(OR(C266=\"S\",C266=\"D\"),VLOOKUP(B266,'Seasonal Customer Count'!$B:$P,7,FALSE),IF(C266=\"W\",VLOOKUP(B266,'Seasonal Customer Count'!$B:$P,15,FALSE),\"Check\")),0)","v":0},{"$f":"IFERROR(IF(OR(C266=\"S\",C266=\"D\"),VLOOKUP(B266,'Seasonal Customer Count'!$B:$P,8,FALSE),IF(C266=\"W\",VLOOKUP(B266,'Seasonal Customer Count'!$B:$P,16,FALSE),\"Check\")),0)","v":0},{"$f":"Summary!$D$8*(K266*'Average Project Size'!$F$6+L266*'Average Project Size'!$F$7+M266*'Average Project Size'!$F$8+N266*'Average Project Size'!$F$10+O266*'Average Project Size'!$F$9)/1000","v":0},{"$f":"Summary!$D$8*(K266*F266*'Average Project Size'!$F$6+L266*G266*'Average Project Size'!$F$7+M266*H266*'Average Project Size'!$F$8+N266*I266*'Average Project Size'!$F$10+O266*J266*'Average Project Size'!$F$9)/1000","v":0}]
[null,{"$f":"'Peak Identification'!B265","v":"DRAM T-140"},{"$f":"'Peak Identification'!D265","v":"S"},{"$f":"'Peak Identification'!E265","v":0},{"$f":"VLOOKUP($D267,'DER Output'!$S$17:$X$41,6,FALSE)","v":0},{"$f":"IF($C267=\"S\",VLOOKUP($D267,'DER Output'!$S$18:$W$41,2,FALSE),VLOOKUP($D267,'DER Output'!$S$18:$W$41,3,FALSE))","v":5.9141103405834004E-4},{"$f":"IF($C267=\"S\",VLOOKUP($D267,'DER Output'!$S$18:$W$41,4,FALSE),VLOOKUP($D267,'DER Output'!$S$18:$W$41,5,FALSE))","v":5.9141103405834004E-4},{"$f":"IF($C267=\"S\",VLOOKUP($D267,'DER Output'!$S$18:$W$41,4,FALSE),VLOOKUP($D267,'DER Output'!$S$18:$W$41,5,FALSE))","v":5.9141103405834004E-4},{"$f":"IF($C267=\"S\",VLOOKUP($D267,'DER Output'!$S$18:$W$41,4,FALSE),VLOOKUP($D267,'DER Output'!$S$18:$W$41,5,FALSE))","v":5.9141103405834004E-4},{"$f":"IF($C267=\"S\",VLOOKUP($D267,'DER Output'!$S$18:$W$41,4,FALSE),VLOOKUP($D267,'DER Output'!$S$18:$W$41,5,FALSE))","v":5.9141103405834004E-4},{"$f":"IFERROR(IF(OR(C267=\"S\",C267=\"D\"),VLOOKUP(B267,'Seasonal Customer Count'!$B:$I,4,FALSE),IF(C267=\"W\",VLOOKUP(B267,'Seasonal Customer Count'!$B:$P,12,FALSE),\"Check\")),0)","v":0},{"$f":"IFERROR(IF(OR(C267=\"S\",C267=\"D\"),VLOOKUP(B267,'Seasonal Customer Count'!$B:$P,5,FALSE),IF(C267=\"W\",VLOOKUP(B267,'Seasonal Customer Count'!$B:$P,13,FALSE),\"Check\")),0)","v":0},{"$f":"IFERROR(IF(OR(C267=\"S\",C267=\"D\"),VLOOKUP(B267,'Seasonal Customer Count'!$B:$P,6,FALSE),IF(C267=\"W\",VLOOKUP(B267,'Seasonal Customer Count'!$B:$P,14,FALSE),\"Check\")),0)","v":0},{"$f":"IFERROR(IF(OR(C267=\"S\",C267=\"D\"),VLOOKUP(B267,'Seasonal Customer Count'!$B:$P,7,FALSE),IF(C267=\"W\",VLOOKUP(B267,'Seasonal Customer Count'!$B:$P,15,FALSE),\"Check\")),0)","v":0},{"$f":"IFERROR(IF(OR(C267=\"S\",C267=\"D\"),VLOOKUP(B267,'Seasonal Customer Count'!$B:$P,8,FALSE),IF(C267=\"W\",VLOOKUP(B267,'Seasonal Customer Count'!$B:$P,16,FALSE),\"Check\")),0)","v":0},{"$f":"Summary!$D$8*(K267*'Average Project Size'!$F$6+L267*'Average Project Size'!$F$7+M267*'Average Project Size'!$F$8+N267*'Average Project Size'!$F$10+O267*'Average Project Size'!$F$9)/1000","v":0},{"$f":"Summary!$D$8*(K267*F267*'Average Project Size'!$F$6+L267*G267*'Average Project Size'!$F$7+M267*H267*'Average Project Size'!$F$8+N267*I267*'Average Project Size'!$F$10+O267*J267*'Average Project Size'!$F$9)/1000","v":0}]
[null,{"$f":"'Peak Identification'!B266","v":"DRAM T-141"},{"$f":"'Peak Identification'!D266","v":"S"},{"$f":"'Peak Identification'!E266","v":0},{"$f":"VLOOKUP($D268,'DER Output'!$S$17:$X$41,6,FALSE)","v":0},{"$f":"IF($C268=\"S\",VLOOKUP($D268,'DER Output'!$S$18:$W$41,2,FALSE),VLOOKUP($D268,'DER Output'!$S$18:$W$41,3,FALSE))","v":5.9141103405834004E-4},{"$f":"IF($C268=\"S\",VLOOKUP($D268,'DER Output'!$S$18:$W$41,4,FALSE),VLOOKUP($D268,'DER Output'!$S$18:$W$41,5,FALSE))","v":5.9141103405834004E-4},{"$f":"IF($C268=\"S\",VLOOKUP($D268,'DER Output'!$S$18:$W$41,4,FALSE),VLOOKUP($D268,'DER Output'!$S$18:$W$41,5,FALSE))","v":5.9141103405834004E-4},{"$f":"IF($C268=\"S\",VLOOKUP($D268,'DER Output'!$S$18:$W$41,4,FALSE),VLOOKUP($D268,'DER Output'!$S$18:$W$41,5,FALSE))","v":5.9141103405834004E-4},{"$f":"IF($C268=\"S\",VLOOKUP($D268,'DER Output'!$S$18:$W$41,4,FALSE),VLOOKUP($D268,'DER Output'!$S$18:$W$41,5,FALSE))","v":5.9141103405834004E-4},{"$f":"IFERROR(IF(OR(C268=\"S\",C268=\"D\"),VLOOKUP(B268,'Seasonal Customer Count'!$B:$I,4,FALSE),IF(C268=\"W\",VLOOKUP(B268,'Seasonal Customer Count'!$B:$P,12,FALSE),\"Check\")),0)","v":0},{"$f":"IFERROR(IF(OR(C268=\"S\",C268=\"D\"),VLOOKUP(B268,'Seasonal Customer Count'!$B:$P,5,FALSE),IF(C268=\"W\",VLOOKUP(B268,'Seasonal Customer Count'!$B:$P,13,FALSE),\"Check\")),0)","v":0},{"$f":"IFERROR(IF(OR(C268=\"S\",C268=\"D\"),VLOOKUP(B268,'Seasonal Customer Count'!$B:$P,6,FALSE),IF(C268=\"W\",VLOOKUP(B268,'Seasonal Customer Count'!$B:$P,14,FALSE),\"Check\")),0)","v":0},{"$f":"IFERROR(IF(OR(C268=\"S\",C268=\"D\"),VLOOKUP(B268,'Seasonal Customer Count'!$B:$P,7,FALSE),IF(C268=\"W\",VLOOKUP(B268,'Seasonal Customer Count'!$B:$P,15,FALSE),\"Check\")),0)","v":0},{"$f":"IFERROR(IF(OR(C268=\"S\",C268=\"D\"),VLOOKUP(B268,'Seasonal Customer Count'!$B:$P,8,FALSE),IF(C268=\"W\",VLOOKUP(B268,'Seasonal Customer Count'!$B:$P,16,FALSE),\"Check\")),0)","v":0},{"$f":"Summary!$D$8*(K268*'Average Project Size'!$F$6+L268*'Average Project Size'!$F$7+M268*'Average Project Size'!$F$8+N268*'Average Project Size'!$F$10+O268*'Average Project Size'!$F$9)/1000","v":0},{"$f":"Summary!$D$8*(K268*F268*'Average Project Size'!$F$6+L268*G268*'Average Project Size'!$F$7+M268*H268*'Average Project Size'!$F$8+N268*I268*'Average Project Size'!$F$10+O268*J268*'Average Project Size'!$F$9)/1000","v":0}]
[null,{"$f":"'Peak Identification'!B267","v":"DRAM T-142"},{"$f":"'Peak Identification'!D267","v":"S"},{"$f":"'Peak Identification'!E267","v":0},{"$f":"VLOOKUP($D269,'DER Output'!$S$17:$X$41,6,FALSE)","v":0},{"$f":"IF($C269=\"S\",VLOOKUP($D269,'DER Output'!$S$18:$W$41,2,FALSE),VLOOKUP($D269,'DER Output'!$S$18:$W$41,3,FALSE))","v":5.9141103405834004E-4},{"$f":"IF($C269=\"S\",VLOOKUP($D269,'DER Output'!$S$18:$W$41,4,FALSE),VLOOKUP($D269,'DER Output'!$S$18:$W$41,5,FALSE))","v":5.9141103405834004E-4},{"$f":"IF($C269=\"S\",VLOOKUP($D269,'DER Output'!$S$18:$W$41,4,FALSE),VLOOKUP($D269,'DER Output'!$S$18:$W$41,5,FALSE))","v":5.9141103405834004E-4},{"$f":"IF($C269=\"S\",VLOOKUP($D269,'DER Output'!$S$18:$W$41,4,FALSE),VLOOKUP($D269,'DER Output'!$S$18:$W$41,5,FALSE))","v":5.9141103405834004E-4},{"$f":"IF($C269=\"S\",VLOOKUP($D269,'DER Output'!$S$18:$W$41,4,FALSE),VLOOKUP($D269,'DER Output'!$S$18:$W$41,5,FALSE))","v":5.9141103405834004E-4},{"$f":"IFERROR(IF(OR(C269=\"S\",C269=\"D\"),VLOOKUP(B269,'Seasonal Customer Count'!$B:$I,4,FALSE),IF(C269=\"W\",VLOOKUP(B269,'Seasonal Customer Count'!$B:$P,12,FALSE),\"Check\")),0)","v":0},{"$f":"IFERROR(IF(OR(C269=\"S\",C269=\"D\"),VLOOKUP(B269,'Seasonal Customer Count'!$B:$P,5,FALSE),IF(C269=\"W\",VLOOKUP(B269,'Seasonal Customer Count'!$B:$P,13,FALSE),\"Check\")),0)","v":0},{"$f":"IFERROR(IF(OR(C269=\"S\",C269=\"D\"),VLOOKUP(B269,'Seasonal Customer Count'!$B:$P,6,FALSE),IF(C269=\"W\",VLOOKUP(B269,'Seasonal Customer Count'!$B:$P,14,FALSE),\"Check\")),0)","v":0},{"$f":"IFERROR(IF(OR(C269=\"S\",C269=\"D\"),VLOOKUP(B269,'Seasonal Customer Count'!$B:$P,7,FALSE),IF(C269=\"W\",VLOOKUP(B269,'Seasonal Customer Count'!$B:$P,15,FALSE),\"Check\")),0)","v":0},{"$f":"IFERROR(IF(OR(C269=\"S\",C269=\"D\"),VLOOKUP(B269,'Seasonal Customer Count'!$B:$P,8,FALSE),IF(C269=\"W\",VLOOKUP(B269,'Seasonal Customer Count'!$B:$P,16,FALSE),\"Check\")),0)","v":0},{"$f":"Summary!$D$8*(K269*'Average Project Size'!$F$6+L269*'Average Project Size'!$F$7+M269*'Average Project Size'!$F$8+N269*'Average Project Size'!$F$10+O269*'Average Project Size'!$F$9)/1000","v":0},{"$f":"Summary!$D$8*(K269*F269*'Average Project Size'!$F$6+L269*G269*'Average Project Size'!$F$7+M269*H269*'Average Project Size'!$F$8+N269*I269*'Average Project Size'!$F$10+O269*J269*'Average Project Size'!$F$9)/1000","v":0}]
[null,{"$f":"'Peak Identification'!B268","v":"DRAM T-231"},{"$f":"'Peak Identification'!D268","v":"W"},{"$f":"'Peak Identification'!E268","v":0},{"$f":"VLOOKUP($D270,'DER Output'!$S$17:$X$41,6,FALSE)","v":0},{"$f":"IF($C270=\"S\",VLOOKUP($D270,'DER Output'!$S$18:$W$41,2,FALSE),VLOOKUP($D270,'DER Output'!$S$18:$W$41,3,FALSE))","v":1.5453152196228585E-4},{"$f":"IF($C270=\"S\",VLOOKUP($D270,'DER Output'!$S$18:$W$41,4,FALSE),VLOOKUP($D270,'DER Output'!$S$18:$W$41,5,FALSE))","v":1.5453152196228585E-4},{"$f":"IF($C270=\"S\",VLOOKUP($D270,'DER Output'!$S$18:$W$41,4,FALSE),VLOOKUP($D270,'DER Output'!$S$18:$W$41,5,FALSE))","v":1.5453152196228585E-4},{"$f":"IF($C270=\"S\",VLOOKUP($D270,'DER Output'!$S$18:$W$41,4,FALSE),VLOOKUP($D270,'DER Output'!$S$18:$W$41,5,FALSE))","v":1.5453152196228585E-4},{"$f":"IF($C270=\"S\",VLOOKUP($D270,'DER Output'!$S$18:$W$41,4,FALSE),VLOOKUP($D270,'DER Output'!$S$18:$W$41,5,FALSE))","v":1.5453152196228585E-4},{"$f":"IFERROR(IF(OR(C270=\"S\",C270=\"D\"),VLOOKUP(B270,'Seasonal Customer Count'!$B:$I,4,FALSE),IF(C270=\"W\",VLOOKUP(B270,'Seasonal Customer Count'!$B:$P,12,FALSE),\"Check\")),0)","v":0},{"$f":"IFERROR(IF(OR(C270=\"S\",C270=\"D\"),VLOOKUP(B270,'Seasonal Customer Count'!$B:$P,5,FALSE),IF(C270=\"W\",VLOOKUP(B270,'Seasonal Customer Count'!$B:$P,13,FALSE),\"Check\")),0)","v":0},{"$f":"IFERROR(IF(OR(C270=\"S\",C270=\"D\"),VLOOKUP(B270,'Seasonal Customer Count'!$B:$P,6,FALSE),IF(C270=\"W\",VLOOKUP(B270,'Seasonal Customer Count'!$B:$P,14,FALSE),\"Check\")),0)","v":0},{"$f":"IFERROR(IF(OR(C270=\"S\",C270=\"D\"),VLOOKUP(B270,'Seasonal Customer Count'!$B:$P,7,FALSE),IF(C270=\"W\",VLOOKUP(B270,'Seasonal Customer Count'!$B:$P,15,FALSE),\"Check\")),0)","v":0},{"$f":"IFERROR(IF(OR(C270=\"S\",C270=\"D\"),VLOOKUP(B270,'Seasonal Customer Count'!$B:$P,8,FALSE),IF(C270=\"W\",VLOOKUP(B270,'Seasonal Customer Count'!$B:$P,16,FALSE),\"Check\")),0)","v":0},{"$f":"Summary!$D$8*(K270*'Average Project Size'!$F$6+L270*'Average Project Size'!$F$7+M270*'Average Project Size'!$F$8+N270*'Average Project Size'!$F$10+O270*'Average Project Size'!$F$9)/1000","v":0},{"$f":"Summary!$D$8*(K270*F270*'Average Project Size'!$F$6+L270*G270*'Average Project Size'!$F$7+M270*H270*'Average Project Size'!$F$8+N270*I270*'Average Project Size'!$F$10+O270*J270*'Average Project Size'!$F$9)/1000","v":0}]
[null,{"$f":"'Peak Identification'!B269","v":"DRAM T-232"},{"$f":"'Peak Identification'!D269","v":"W"},{"$f":"'Peak Identification'!E269","v":0},{"$f":"VLOOKUP($D271,'DER Output'!$S$17:$X$41,6,FALSE)","v":0},{"$f":"IF($C271=\"S\",VLOOKUP($D271,'DER Output'!$S$18:$W$41,2,FALSE),VLOOKUP($D271,'DER Output'!$S$18:$W$41,3,FALSE))","v":1.5453152196228585E-4},{"$f":"IF($C271=\"S\",VLOOKUP($D271,'DER Output'!$S$18:$W$41,4,FALSE),VLOOKUP($D271,'DER Output'!$S$18:$W$41,5,FALSE))","v":1.5453152196228585E-4},{"$f":"IF($C271=\"S\",VLOOKUP($D271,'DER Output'!$S$18:$W$41,4,FALSE),VLOOKUP($D271,'DER Output'!$S$18:$W$41,5,FALSE))","v":1.5453152196228585E-4},{"$f":"IF($C271=\"S\",VLOOKUP($D271,'DER Output'!$S$18:$W$41,4,FALSE),VLOOKUP($D271,'DER Output'!$S$18:$W$41,5,FALSE))","v":1.5453152196228585E-4},{"$f":"IF($C271=\"S\",VLOOKUP($D271,'DER Output'!$S$18:$W$41,4,FALSE),VLOOKUP($D271,'DER Output'!$S$18:$W$41,5,FALSE))","v":1.5453152196228585E-4},{"$f":"IFERROR(IF(OR(C271=\"S\",C271=\"D\"),VLOOKUP(B271,'Seasonal Customer Count'!$B:$I,4,FALSE),IF(C271=\"W\",VLOOKUP(B271,'Seasonal Customer Count'!$B:$P,12,FALSE),\"Check\")),0)","v":0},{"$f":"IFERROR(IF(OR(C271=\"S\",C271=\"D\"),VLOOKUP(B271,'Seasonal Customer Count'!$B:$P,5,FALSE),IF(C271=\"W\",VLOOKUP(B271,'Seasonal Customer Count'!$B:$P,13,FALSE),\"Check\")),0)","v":0},{"$f":"IFERROR(IF(OR(C271=\"S\",C271=\"D\"),VLOOKUP(B271,'Seasonal Customer Count'!$B:$P,6,FALSE),IF(C271=\"W\",VLOOKUP(B271,'Seasonal Customer Count'!$B:$P,14,FALSE),\"Check\")),0)","v":0},{"$f":"IFERROR(IF(OR(C271=\"S\",C271=\"D\"),VLOOKUP(B271,'Seasonal Customer Count'!$B:$P,7,FALSE),IF(C271=\"W\",VLOOKUP(B271,'Seasonal Customer Count'!$B:$P,15,FALSE),\"Check\")),0)","v":0},{"$f":"IFERROR(IF(OR(C271=\"S\",C271=\"D\"),VLOOKUP(B271,'Seasonal Customer Count'!$B:$P,8,FALSE),IF(C271=\"W\",VLOOKUP(B271,'Seasonal Customer Count'!$B:$P,16,FALSE),\"Check\")),0)","v":0},{"$f":"Summary!$D$8*(K271*'Average Project Size'!$F$6+L271*'Average Project Size'!$F$7+M271*'Average Project Size'!$F$8+N271*'Average Project Size'!$F$10+O271*'Average Project Size'!$F$9)/1000","v":0},{"$f":"Summary!$D$8*(K271*F271*'Average Project Size'!$F$6+L271*G271*'Average Project Size'!$F$7+M271*H271*'Average Project Size'!$F$8+N271*I271*'Average Project Size'!$F$10+O271*J271*'Average Project Size'!$F$9)/1000","v":0}]
[null,{"$f":"'Peak Identification'!B270","v":"DRKE11"},{"$f":"'Peak Identification'!D270","v":"S"},{"$f":"'Peak Identification'!E270","v":18},{"$f":"VLOOKUP($D272,'DER Output'!$S$17:$X$41,6,FALSE)","v":0.16032398020038169},{"$f":"IF($C272=\"S\",VLOOKUP($D272,'DER Output'!$S$18:$W$41,2,FALSE),VLOOKUP($D272,'DER Output'!$S$18:$W$41,3,FALSE))","v":0.17224423800777711},{"$f":"IF($C272=\"S\",VLOOKUP($D272,'DER Output'!$S$18:$W$41,4,FALSE),VLOOKUP($D272,'DER Output'!$S$18:$W$41,5,FALSE))","v":0.17224423800777711},{"$f":"IF($C272=\"S\",VLOOKUP($D272,'DER Output'!$S$18:$W$41,4,FALSE),VLOOKUP($D272,'DER Output'!$S$18:$W$41,5,FALSE))","v":0.17224423800777711},{"$f":"IF($C272=\"S\",VLOOKUP($D272,'DER Output'!$S$18:$W$41,4,FALSE),VLOOKUP($D272,'DER Output'!$S$18:$W$41,5,FALSE))","v":0.17224423800777711},{"$f":"IF($C272=\"S\",VLOOKUP($D272,'DER Output'!$S$18:$W$41,4,FALSE),VLOOKUP($D272,'DER Output'!$S$18:$W$41,5,FALSE))","v":0.17224423800777711},{"$f":"IFERROR(IF(OR(C272=\"S\",C272=\"D\"),VLOOKUP(B272,'Seasonal Customer Count'!$B:$I,4,FALSE),IF(C272=\"W\",VLOOKUP(B272,'Seasonal Customer Count'!$B:$P,12,FALSE),\"Check\")),0)","v":92},{"$f":"IFERROR(IF(OR(C272=\"S\",C272=\"D\"),VLOOKUP(B272,'Seasonal Customer Count'!$B:$P,5,FALSE),IF(C272=\"W\",VLOOKUP(B272,'Seasonal Customer Count'!$B:$P,13,FALSE),\"Check\")),0)","v":45},{"$f":"IFERROR(IF(OR(C272=\"S\",C272=\"D\"),VLOOKUP(B272,'Seasonal Customer Count'!$B:$P,6,FALSE),IF(C272=\"W\",VLOOKUP(B272,'Seasonal Customer Count'!$B:$P,14,FALSE),\"Check\")),0)","v":4},{"$f":"IFERROR(IF(OR(C272=\"S\",C272=\"D\"),VLOOKUP(B272,'Seasonal Customer Count'!$B:$P,7,FALSE),IF(C272=\"W\",VLOOKUP(B272,'Seasonal Customer Count'!$B:$P,15,FALSE),\"Check\")),0)","v":0},{"$f":"IFERROR(IF(OR(C272=\"S\",C272=\"D\"),VLOOKUP(B272,'Seasonal Customer Count'!$B:$P,8,FALSE),IF(C272=\"W\",VLOOKUP(B272,'Seasonal Customer Count'!$B:$P,16,FALSE),\"Check\")),0)","v":18},{"$f":"Summary!$D$8*(K272*'Average Project Size'!$F$6+L272*'Average Project Size'!$F$7+M272*'Average Project Size'!$F$8+N272*'Average Project Size'!$F$10+O272*'Average Project Size'!$F$9)/1000","v":1.9093814773488132E-2},{"$f":"Summary!$D$8*(K272*F272*'Average Project Size'!$F$6+L272*G272*'Average Project Size'!$F$7+M272*H272*'Average Project Size'!$F$8+N272*I272*'Average Project Size'!$F$10+O272*J272*'Average Project Size'!$F$9)/1000","v":3.2887995763211E-3}]
[null,{"$f":"'Peak Identification'!B271","v":"DRKE T-061"},{"$f":"'Peak Identification'!D271","v":"S"},{"$f":"'Peak Identification'!E271","v":18},{"$f":"VLOOKUP($D273,'DER Output'!$S$17:$X$41,6,FALSE)","v":0.16032398020038169},{"$f":"IF($C273=\"S\",VLOOKUP($D273,'DER Output'!$S$18:$W$41,2,FALSE),VLOOKUP($D273,'DER Output'!$S$18:$W$41,3,FALSE))","v":0.17224423800777711},{"$f":"IF($C273=\"S\",VLOOKUP($D273,'DER Output'!$S$18:$W$41,4,FALSE),VLOOKUP($D273,'DER Output'!$S$18:$W$41,5,FALSE))","v":0.17224423800777711},{"$f":"IF($C273=\"S\",VLOOKUP($D273,'DER Output'!$S$18:$W$41,4,FALSE),VLOOKUP($D273,'DER Output'!$S$18:$W$41,5,FALSE))","v":0.17224423800777711},{"$f":"IF($C273=\"S\",VLOOKUP($D273,'DER Output'!$S$18:$W$41,4,FALSE),VLOOKUP($D273,'DER Output'!$S$18:$W$41,5,FALSE))","v":0.17224423800777711},{"$f":"IF($C273=\"S\",VLOOKUP($D273,'DER Output'!$S$18:$W$41,4,FALSE),VLOOKUP($D273,'DER Output'!$S$18:$W$41,5,FALSE))","v":0.17224423800777711},{"$f":"IFERROR(IF(OR(C273=\"S\",C273=\"D\"),VLOOKUP(B273,'Seasonal Customer Count'!$B:$I,4,FALSE),IF(C273=\"W\",VLOOKUP(B273,'Seasonal Customer Count'!$B:$P,12,FALSE),\"Check\")),0)","v":92},{"$f":"IFERROR(IF(OR(C273=\"S\",C273=\"D\"),VLOOKUP(B273,'Seasonal Customer Count'!$B:$P,5,FALSE),IF(C273=\"W\",VLOOKUP(B273,'Seasonal Customer Count'!$B:$P,13,FALSE),\"Check\")),0)","v":45},{"$f":"IFERROR(IF(OR(C273=\"S\",C273=\"D\"),VLOOKUP(B273,'Seasonal Customer Count'!$B:$P,6,FALSE),IF(C273=\"W\",VLOOKUP(B273,'Seasonal Customer Count'!$B:$P,14,FALSE),\"Check\")),0)","v":4},{"$f":"IFERROR(IF(OR(C273=\"S\",C273=\"D\"),VLOOKUP(B273,'Seasonal Customer Count'!$B:$P,7,FALSE),IF(C273=\"W\",VLOOKUP(B273,'Seasonal Customer Count'!$B:$P,15,FALSE),\"Check\")),0)","v":0},{"$f":"IFERROR(IF(OR(C273=\"S\",C273=\"D\"),VLOOKUP(B273,'Seasonal Customer Count'!$B:$P,8,FALSE),IF(C273=\"W\",VLOOKUP(B273,'Seasonal Customer Count'!$B:$P,16,FALSE),\"Check\")),0)","v":18},{"$f":"Summary!$D$8*(K273*'Average Project Size'!$F$6+L273*'Average Project Size'!$F$7+M273*'Average Project Size'!$F$8+N273*'Average Project Size'!$F$10+O273*'Average Project Size'!$F$9)/1000","v":1.9093814773488132E-2},{"$f":"Summary!$D$8*(K273*F273*'Average Project Size'!$F$6+L273*G273*'Average Project Size'!$F$7+M273*H273*'Average Project Size'!$F$8+N273*I273*'Average Project Size'!$F$10+O273*J273*'Average Project Size'!$F$9)/1000","v":3.2887995763211E-3}]
[null,{"$f":"'Peak Identification'!B272","v":"DTRC11"},{"$f":"'Peak Identification'!D272","v":"S"},{"$f":"'Peak Identification'!E272","v":21},{"$f":"VLOOKUP($D274,'DER Output'!$S$17:$X$41,6,FALSE)","v":0},{"$f":"IF($C274=\"S\",VLOOKUP($D274,'DER Output'!$S$18:$W$41,2,FALSE),VLOOKUP($D274,'DER Output'!$S$18:$W$41,3,FALSE))","v":9.5068228432060471E-4},{"$f":"IF($C274=\"S\",VLOOKUP($D274,'DER Output'!$S$18:$W$41,4,FALSE),VLOOKUP($D274,'DER Output'!$S$18:$W$41,5,FALSE))","v":9.5068228432060471E-4},{"$f":"IF($C274=\"S\",VLOOKUP($D274,'DER Output'!$S$18:$W$41,4,FALSE),VLOOKUP($D274,'DER Output'!$S$18:$W$41,5,FALSE))","v":9.5068228432060471E-4},{"$f":"IF($C274=\"S\",VLOOKUP($D274,'DER Output'!$S$18:$W$41,4,FALSE),VLOOKUP($D274,'DER Output'!$S$18:$W$41,5,FALSE))","v":9.5068228432060471E-4},{"$f":"IF($C274=\"S\",VLOOKUP($D274,'DER Output'!$S$18:$W$41,4,FALSE),VLOOKUP($D274,'DER Output'!$S$18:$W$41,5,FALSE))","v":9.5068228432060471E-4},{"$f":"IFERROR(IF(OR(C274=\"S\",C274=\"D\"),VLOOKUP(B274,'Seasonal Customer Count'!$B:$I,4,FALSE),IF(C274=\"W\",VLOOKUP(B274,'Seasonal Customer Count'!$B:$P,12,FALSE),\"Check\")),0)","v":187},{"$f":"IFERROR(IF(OR(C274=\"S\",C274=\"D\"),VLOOKUP(B274,'Seasonal Customer Count'!$B:$P,5,FALSE),IF(C274=\"W\",VLOOKUP(B274,'Seasonal Customer Count'!$B:$P,13,FALSE),\"Check\")),0)","v":21},{"$f":"IFERROR(IF(OR(C274=\"S\",C274=\"D\"),VLOOKUP(B274,'Seasonal Customer Count'!$B:$P,6,FALSE),IF(C274=\"W\",VLOOKUP(B274,'Seasonal Customer Count'!$B:$P,14,FALSE),\"Check\")),0)","v":24},{"$f":"IFERROR(IF(OR(C274=\"S\",C274=\"D\"),VLOOKUP(B274,'Seasonal Customer Count'!$B:$P,7,FALSE),IF(C274=\"W\",VLOOKUP(B274,'Seasonal Customer Count'!$B:$P,15,FALSE),\"Check\")),0)","v":0},{"$f":"IFERROR(IF(OR(C274=\"S\",C274=\"D\"),VLOOKUP(B274,'Seasonal Customer Count'!$B:$P,8,FALSE),IF(C274=\"W\",VLOOKUP(B274,'Seasonal Customer Count'!$B:$P,16,FALSE),\"Check\")),0)","v":87},{"$f":"Summary!$D$8*(K274*'Average Project Size'!$F$6+L274*'Average Project Size'!$F$7+M274*'Average Project Size'!$F$8+N274*'Average Project Size'!$F$10+O274*'Average Project Size'!$F$9)/1000","v":6.8435134939744555E-2},{"$f":"Summary!$D$8*(K274*F274*'Average Project Size'!$F$6+L274*G274*'Average Project Size'!$F$7+M274*H274*'Average Project Size'!$F$8+N274*I274*'Average Project Size'!$F$10+O274*J274*'Average Project Size'!$F$9)/1000","v":6.5060070412305168E-5}]
[null,{"$f":"'Peak Identification'!B273","v":"DTRC12"},{"$f":"'Peak Identification'!D273","v":"S"},{"$f":"'Peak Identification'!E273","v":21},{"$f":"VLOOKUP($D275,'DER Output'!$S$17:$X$41,6,FALSE)","v":0},{"$f":"IF($C275=\"S\",VLOOKUP($D275,'DER Output'!$S$18:$W$41,2,FALSE),VLOOKUP($D275,'DER Output'!$S$18:$W$41,3,FALSE))","v":9.5068228432060471E-4},{"$f":"IF($C275=\"S\",VLOOKUP($D275,'DER Output'!$S$18:$W$41,4,FALSE),VLOOKUP($D275,'DER Output'!$S$18:$W$41,5,FALSE))","v":9.5068228432060471E-4},{"$f":"IF($C275=\"S\",VLOOKUP($D275,'DER Output'!$S$18:$W$41,4,FALSE),VLOOKUP($D275,'DER Output'!$S$18:$W$41,5,FALSE))","v":9.5068228432060471E-4},{"$f":"IF($C275=\"S\",VLOOKUP($D275,'DER Output'!$S$18:$W$41,4,FALSE),VLOOKUP($D275,'DER Output'!$S$18:$W$41,5,FALSE))","v":9.5068228432060471E-4},{"$f":"IF($C275=\"S\",VLOOKUP($D275,'DER Output'!$S$18:$W$41,4,FALSE),VLOOKUP($D275,'DER Output'!$S$18:$W$41,5,FALSE))","v":9.5068228432060471E-4},{"$f":"IFERROR(IF(OR(C275=\"S\",C275=\"D\"),VLOOKUP(B275,'Seasonal Customer Count'!$B:$I,4,FALSE),IF(C275=\"W\",VLOOKUP(B275,'Seasonal Customer Count'!$B:$P,12,FALSE),\"Check\")),0)","v":34},{"$f":"IFERROR(IF(OR(C275=\"S\",C275=\"D\"),VLOOKUP(B275,'Seasonal Customer Count'!$B:$P,5,FALSE),IF(C275=\"W\",VLOOKUP(B275,'Seasonal Customer Count'!$B:$P,13,FALSE),\"Check\")),0)","v":6},{"$f":"IFERROR(IF(OR(C275=\"S\",C275=\"D\"),VLOOKUP(B275,'Seasonal Customer Count'!$B:$P,6,FALSE),IF(C275=\"W\",VLOOKUP(B275,'Seasonal Customer Count'!$B:$P,14,FALSE),\"Check\")),0)","v":14},{"$f":"IFERROR(IF(OR(C275=\"S\",C275=\"D\"),VLOOKUP(B275,'Seasonal Customer Count'!$B:$P,7,FALSE),IF(C275=\"W\",VLOOKUP(B275,'Seasonal Customer Count'!$B:$P,15,FALSE),\"Check\")),0)","v":0},{"$f":"IFERROR(IF(OR(C275=\"S\",C275=\"D\"),VLOOKUP(B275,'Seasonal Customer Count'!$B:$P,8,FALSE),IF(C275=\"W\",VLOOKUP(B275,'Seasonal Customer Count'!$B:$P,16,FALSE),\"Check\")),0)","v":46},{"$f":"Summary!$D$8*(K275*'Average Project Size'!$F$6+L275*'Average Project Size'!$F$7+M275*'Average Project Size'!$F$8+N275*'Average Project Size'!$F$10+O275*'Average Project Size'!$F$9)/1000","v":3.3456575102132499E-2},{"$f":"Summary!$D$8*(K275*F275*'Average Project Size'!$F$6+L275*G275*'Average Project Size'!$F$7+M275*H275*'Average Project Size'!$F$8+N275*I275*'Average Project Size'!$F$10+O275*J275*'Average Project Size'!$F$9)/1000","v":3.1806573243639196E-5}]
[null,{"$f":"'Peak Identification'!B274","v":"DTRC T-051"},{"$f":"'Peak Identification'!D274","v":"S"},{"$f":"'Peak Identification'!E274","v":15},{"$f":"VLOOKUP($D276,'DER Output'!$S$17:$X$41,6,FALSE)","v":0.24675324675324678},{"$f":"IF($C276=\"S\",VLOOKUP($D276,'DER Output'!$S$18:$W$41,2,FALSE),VLOOKUP($D276,'DER Output'!$S$18:$W$41,3,FALSE))","v":0.57498529407079435},{"$f":"IF($C276=\"S\",VLOOKUP($D276,'DER Output'!$S$18:$W$41,4,FALSE),VLOOKUP($D276,'DER Output'!$S$18:$W$41,5,FALSE))","v":0.57498529407079435},{"$f":"IF($C276=\"S\",VLOOKUP($D276,'DER Output'!$S$18:$W$41,4,FALSE),VLOOKUP($D276,'DER Output'!$S$18:$W$41,5,FALSE))","v":0.57498529407079435},{"$f":"IF($C276=\"S\",VLOOKUP($D276,'DER Output'!$S$18:$W$41,4,FALSE),VLOOKUP($D276,'DER Output'!$S$18:$W$41,5,FALSE))","v":0.57498529407079435},{"$f":"IF($C276=\"S\",VLOOKUP($D276,'DER Output'!$S$18:$W$41,4,FALSE),VLOOKUP($D276,'DER Output'!$S$18:$W$41,5,FALSE))","v":0.57498529407079435},{"$f":"IFERROR(IF(OR(C276=\"S\",C276=\"D\"),VLOOKUP(B276,'Seasonal Customer Count'!$B:$I,4,FALSE),IF(C276=\"W\",VLOOKUP(B276,'Seasonal Customer Count'!$B:$P,12,FALSE),\"Check\")),0)","v":221},{"$f":"IFERROR(IF(OR(C276=\"S\",C276=\"D\"),VLOOKUP(B276,'Seasonal Customer Count'!$B:$P,5,FALSE),IF(C276=\"W\",VLOOKUP(B276,'Seasonal Customer Count'!$B:$P,13,FALSE),\"Check\")),0)","v":27},{"$f":"IFERROR(IF(OR(C276=\"S\",C276=\"D\"),VLOOKUP(B276,'Seasonal Customer Count'!$B:$P,6,FALSE),IF(C276=\"W\",VLOOKUP(B276,'Seasonal Customer Count'!$B:$P,14,FALSE),\"Check\")),0)","v":38},{"$f":"IFERROR(IF(OR(C276=\"S\",C276=\"D\"),VLOOKUP(B276,'Seasonal Customer Count'!$B:$P,7,FALSE),IF(C276=\"W\",VLOOKUP(B276,'Seasonal Customer Count'!$B:$P,15,FALSE),\"Check\")),0)","v":0},{"$f":"IFERROR(IF(OR(C276=\"S\",C276=\"D\"),VLOOKUP(B276,'Seasonal Customer Count'!$B:$P,8,FALSE),IF(C276=\"W\",VLOOKUP(B276,'Seasonal Customer Count'!$B:$P,16,FALSE),\"Check\")),0)","v":133},{"$f":"Summary!$D$8*(K276*'Average Project Size'!$F$6+L276*'Average Project Size'!$F$7+M276*'Average Project Size'!$F$8+N276*'Average Project Size'!$F$10+O276*'Average Project Size'!$F$9)/1000","v":0.10189171004187705},{"$f":"Summary!$D$8*(K276*F276*'Average Project Size'!$F$6+L276*G276*'Average Project Size'!$F$7+M276*H276*'Average Project Size'!$F$8+N276*I276*'Average Project Size'!$F$10+O276*J276*'Average Project Size'!$F$9)/1000","v":5.8586234861804781E-2}]
[null,{"$f":"'Peak Identification'!B275","v":"DUFN41"},{"$f":"'Peak Identification'!D275","v":"S"},{"$f":"'Peak Identification'!E275","v":21},{"$f":"VLOOKUP($D277,'DER Output'!$S$17:$X$41,6,FALSE)","v":0},{"$f":"IF($C277=\"S\",VLOOKUP($D277,'DER Output'!$S$18:$W$41,2,FALSE),VLOOKUP($D277,'DER Output'!$S$18:$W$41,3,FALSE))","v":9.5068228432060471E-4},{"$f":"IF($C277=\"S\",VLOOKUP($D277,'DER Output'!$S$18:$W$41,4,FALSE),VLOOKUP($D277,'DER Output'!$S$18:$W$41,5,FALSE))","v":9.5068228432060471E-4},{"$f":"IF($C277=\"S\",VLOOKUP($D277,'DER Output'!$S$18:$W$41,4,FALSE),VLOOKUP($D277,'DER Output'!$S$18:$W$41,5,FALSE))","v":9.5068228432060471E-4},{"$f":"IF($C277=\"S\",VLOOKUP($D277,'DER Output'!$S$18:$W$41,4,FALSE),VLOOKUP($D277,'DER Output'!$S$18:$W$41,5,FALSE))","v":9.5068228432060471E-4},{"$f":"IF($C277=\"S\",VLOOKUP($D277,'DER Output'!$S$18:$W$41,4,FALSE),VLOOKUP($D277,'DER Output'!$S$18:$W$41,5,FALSE))","v":9.5068228432060471E-4},{"$f":"IFERROR(IF(OR(C277=\"S\",C277=\"D\"),VLOOKUP(B277,'Seasonal Customer Count'!$B:$I,4,FALSE),IF(C277=\"W\",VLOOKUP(B277,'Seasonal Customer Count'!$B:$P,12,FALSE),\"Check\")),0)","v":103},{"$f":"IFERROR(IF(OR(C277=\"S\",C277=\"D\"),VLOOKUP(B277,'Seasonal Customer Count'!$B:$P,5,FALSE),IF(C277=\"W\",VLOOKUP(B277,'Seasonal Customer Count'!$B:$P,13,FALSE),\"Check\")),0)","v":8},{"$f":"IFERROR(IF(OR(C277=\"S\",C277=\"D\"),VLOOKUP(B277,'Seasonal Customer Count'!$B:$P,6,FALSE),IF(C277=\"W\",VLOOKUP(B277,'Seasonal Customer Count'!$B:$P,14,FALSE),\"Check\")),0)","v":14},{"$f":"IFERROR(IF(OR(C277=\"S\",C277=\"D\"),VLOOKUP(B277,'Seasonal Customer Count'!$B:$P,7,FALSE),IF(C277=\"W\",VLOOKUP(B277,'Seasonal Customer Count'!$B:$P,15,FALSE),\"Check\")),0)","v":0},{"$f":"IFERROR(IF(OR(C277=\"S\",C277=\"D\"),VLOOKUP(B277,'Seasonal Customer Count'!$B:$P,8,FALSE),IF(C277=\"W\",VLOOKUP(B277,'Seasonal Customer Count'!$B:$P,16,FALSE),\"Check\")),0)","v":87},{"$f":"Summary!$D$8*(K277*'Average Project Size'!$F$6+L277*'Average Project Size'!$F$7+M277*'Average Project Size'!$F$8+N277*'Average Project Size'!$F$10+O277*'Average Project Size'!$F$9)/1000","v":6.2423020112336927E-2},{"$f":"Summary!$D$8*(K277*F277*'Average Project Size'!$F$6+L277*G277*'Average Project Size'!$F$7+M277*H277*'Average Project Size'!$F$8+N277*I277*'Average Project Size'!$F$10+O277*J277*'Average Project Size'!$F$9)/1000","v":5.9344459354587516E-5}]
[null,{"$f":"'Peak Identification'!B276","v":"DUFN42"},{"$f":"'Peak Identification'!D276","v":"S"},{"$f":"'Peak Identification'!E276","v":21},{"$f":"VLOOKUP($D278,'DER Output'!$S$17:$X$41,6,FALSE)","v":0},{"$f":"IF($C278=\"S\",VLOOKUP($D278,'DER Output'!$S$18:$W$41,2,FALSE),VLOOKUP($D278,'DER Output'!$S$18:$W$41,3,FALSE))","v":9.5068228432060471E-4},{"$f":"IF($C278=\"S\",VLOOKUP($D278,'DER Output'!$S$18:$W$41,4,FALSE),VLOOKUP($D278,'DER Output'!$S$18:$W$41,5,FALSE))","v":9.5068228432060471E-4},{"$f":"IF($C278=\"S\",VLOOKUP($D278,'DER Output'!$S$18:$W$41,4,FALSE),VLOOKUP($D278,'DER Output'!$S$18:$W$41,5,FALSE))","v":9.5068228432060471E-4},{"$f":"IF($C278=\"S\",VLOOKUP($D278,'DER Output'!$S$18:$W$41,4,FALSE),VLOOKUP($D278,'DER Output'!$S$18:$W$41,5,FALSE))","v":9.5068228432060471E-4},{"$f":"IF($C278=\"S\",VLOOKUP($D278,'DER Output'!$S$18:$W$41,4,FALSE),VLOOKUP($D278,'DER Output'!$S$18:$W$41,5,FALSE))","v":9.5068228432060471E-4},{"$f":"IFERROR(IF(OR(C278=\"S\",C278=\"D\"),VLOOKUP(B278,'Seasonal Customer Count'!$B:$I,4,FALSE),IF(C278=\"W\",VLOOKUP(B278,'Seasonal Customer Count'!$B:$P,12,FALSE),\"Check\")),0)","v":94},{"$f":"IFERROR(IF(OR(C278=\"S\",C278=\"D\"),VLOOKUP(B278,'Seasonal Customer Count'!$B:$P,5,FALSE),IF(C278=\"W\",VLOOKUP(B278,'Seasonal Customer Count'!$B:$P,13,FALSE),\"Check\")),0)","v":4},{"$f":"IFERROR(IF(OR(C278=\"S\",C278=\"D\"),VLOOKUP(B278,'Seasonal Customer Count'!$B:$P,6,FALSE),IF(C278=\"W\",VLOOKUP(B278,'Seasonal Customer Count'!$B:$P,14,FALSE),\"Check\")),0)","v":12},{"$f":"IFERROR(IF(OR(C278=\"S\",C278=\"D\"),VLOOKUP(B278,'Seasonal Customer Count'!$B:$P,7,FALSE),IF(C278=\"W\",VLOOKUP(B278,'Seasonal Customer Count'!$B:$P,15,FALSE),\"Check\")),0)","v":0},{"$f":"IFERROR(IF(OR(C278=\"S\",C278=\"D\"),VLOOKUP(B278,'Seasonal Customer Count'!$B:$P,8,FALSE),IF(C278=\"W\",VLOOKUP(B278,'Seasonal Customer Count'!$B:$P,16,FALSE),\"Check\")),0)","v":74},{"$f":"Summary!$D$8*(K278*'Average Project Size'!$F$6+L278*'Average Project Size'!$F$7+M278*'Average Project Size'!$F$8+N278*'Average Project Size'!$F$10+O278*'Average Project Size'!$F$9)/1000","v":5.315956634886794E-2},{"$f":"Summary!$D$8*(K278*F278*'Average Project Size'!$F$6+L278*G278*'Average Project Size'!$F$7+M278*H278*'Average Project Size'!$F$8+N278*I278*'Average Project Size'!$F$10+O278*J278*'Average Project Size'!$F$9)/1000","v":5.053785797003453E-5}]
[null,{"$f":"'Peak Identification'!B277","v":"DUFN43"},{"$f":"'Peak Identification'!D277","v":"S"},{"$f":"'Peak Identification'!E277","v":21},{"$f":"VLOOKUP($D279,'DER Output'!$S$17:$X$41,6,FALSE)","v":0},{"$f":"IF($C279=\"S\",VLOOKUP($D279,'DER Output'!$S$18:$W$41,2,FALSE),VLOOKUP($D279,'DER Output'!$S$18:$W$41,3,FALSE))","v":9.5068228432060471E-4},{"$f":"IF($C279=\"S\",VLOOKUP($D279,'DER Output'!$S$18:$W$41,4,FALSE),VLOOKUP($D279,'DER Output'!$S$18:$W$41,5,FALSE))","v":9.5068228432060471E-4},{"$f":"IF($C279=\"S\",VLOOKUP($D279,'DER Output'!$S$18:$W$41,4,FALSE),VLOOKUP($D279,'DER Output'!$S$18:$W$41,5,FALSE))","v":9.5068228432060471E-4},{"$f":"IF($C279=\"S\",VLOOKUP($D279,'DER Output'!$S$18:$W$41,4,FALSE),VLOOKUP($D279,'DER Output'!$S$18:$W$41,5,FALSE))","v":9.5068228432060471E-4},{"$f":"IF($C279=\"S\",VLOOKUP($D279,'DER Output'!$S$18:$W$41,4,FALSE),VLOOKUP($D279,'DER Output'!$S$18:$W$41,5,FALSE))","v":9.5068228432060471E-4},{"$f":"IFERROR(IF(OR(C279=\"S\",C279=\"D\"),VLOOKUP(B279,'Seasonal Customer Count'!$B:$I,4,FALSE),IF(C279=\"W\",VLOOKUP(B279,'Seasonal Customer Count'!$B:$P,12,FALSE),\"Check\")),0)","v":103},{"$f":"IFERROR(IF(OR(C279=\"S\",C279=\"D\"),VLOOKUP(B279,'Seasonal Customer Count'!$B:$P,5,FALSE),IF(C279=\"W\",VLOOKUP(B279,'Seasonal Customer Count'!$B:$P,13,FALSE),\"Check\")),0)","v":24},{"$f":"IFERROR(IF(OR(C279=\"S\",C279=\"D\"),VLOOKUP(B279,'Seasonal Customer Count'!$B:$P,6,FALSE),IF(C279=\"W\",VLOOKUP(B279,'Seasonal Customer Count'!$B:$P,14,FALSE),\"Check\")),0)","v":47},{"$f":"IFERROR(IF(OR(C279=\"S\",C279=\"D\"),VLOOKUP(B279,'Seasonal Customer Count'!$B:$P,7,FALSE),IF(C279=\"W\",VLOOKUP(B279,'Seasonal Customer Count'!$B:$P,15,FALSE),\"Check\")),0)","v":0},{"$f":"IFERROR(IF(OR(C279=\"S\",C279=\"D\"),VLOOKUP(B279,'Seasonal Customer Count'!$B:$P,8,FALSE),IF(C279=\"W\",VLOOKUP(B279,'Seasonal Customer Count'!$B:$P,16,FALSE),\"Check\")),0)","v":122},{"$f":"Summary!$D$8*(K279*'Average Project Size'!$F$6+L279*'Average Project Size'!$F$7+M279*'Average Project Size'!$F$8+N279*'Average Project Size'!$F$10+O279*'Average Project Size'!$F$9)/1000","v":9.1533005397727435E-2},{"$f":"Summary!$D$8*(K279*F279*'Average Project Size'!$F$6+L279*G279*'Average Project Size'!$F$7+M279*H279*'Average Project Size'!$F$8+N279*I279*'Average Project Size'!$F$10+O279*J279*'Average Project Size'!$F$9)/1000","v":8.701880666224175E-5}]
[null,{"$f":"'Peak Identification'!B278","v":"DUFN44"},{"$f":"'Peak Identification'!D278","v":"S"},{"$f":"'Peak Identification'!E278","v":13},{"$f":"VLOOKUP($D280,'DER Output'!$S$17:$X$41,6,FALSE)","v":0.3680214036441018},{"$f":"IF($C280=\"S\",VLOOKUP($D280,'DER Output'!$S$18:$W$41,2,FALSE),VLOOKUP($D280,'DER Output'!$S$18:$W$41,3,FALSE))","v":0.68995601564450493},{"$f":"IF($C280=\"S\",VLOOKUP($D280,'DER Output'!$S$18:$W$41,4,FALSE),VLOOKUP($D280,'DER Output'!$S$18:$W$41,5,FALSE))","v":0.68995601564450493},{"$f":"IF($C280=\"S\",VLOOKUP($D280,'DER Output'!$S$18:$W$41,4,FALSE),VLOOKUP($D280,'DER Output'!$S$18:$W$41,5,FALSE))","v":0.68995601564450493},{"$f":"IF($C280=\"S\",VLOOKUP($D280,'DER Output'!$S$18:$W$41,4,FALSE),VLOOKUP($D280,'DER Output'!$S$18:$W$41,5,FALSE))","v":0.68995601564450493},{"$f":"IF($C280=\"S\",VLOOKUP($D280,'DER Output'!$S$18:$W$41,4,FALSE),VLOOKUP($D280,'DER Output'!$S$18:$W$41,5,FALSE))","v":0.68995601564450493},{"$f":"IFERROR(IF(OR(C280=\"S\",C280=\"D\"),VLOOKUP(B280,'Seasonal Customer Count'!$B:$I,4,FALSE),IF(C280=\"W\",VLOOKUP(B280,'Seasonal Customer Count'!$B:$P,12,FALSE),\"Check\")),0)","v":105},{"$f":"IFERROR(IF(OR(C280=\"S\",C280=\"D\"),VLOOKUP(B280,'Seasonal Customer Count'!$B:$P,5,FALSE),IF(C280=\"W\",VLOOKUP(B280,'Seasonal Customer Count'!$B:$P,13,FALSE),\"Check\")),0)","v":13},{"$f":"IFERROR(IF(OR(C280=\"S\",C280=\"D\"),VLOOKUP(B280,'Seasonal Customer Count'!$B:$P,6,FALSE),IF(C280=\"W\",VLOOKUP(B280,'Seasonal Customer Count'!$B:$P,14,FALSE),\"Check\")),0)","v":11},{"$f":"IFERROR(IF(OR(C280=\"S\",C280=\"D\"),VLOOKUP(B280,'Seasonal Customer Count'!$B:$P,7,FALSE),IF(C280=\"W\",VLOOKUP(B280,'Seasonal Customer Count'!$B:$P,15,FALSE),\"Check\")),0)","v":0},{"$f":"IFERROR(IF(OR(C280=\"S\",C280=\"D\"),VLOOKUP(B280,'Seasonal Customer Count'!$B:$P,8,FALSE),IF(C280=\"W\",VLOOKUP(B280,'Seasonal Customer Count'!$B:$P,16,FALSE),\"Check\")),0)","v":114},{"$f":"Summary!$D$8*(K280*'Average Project Size'!$F$6+L280*'Average Project Size'!$F$7+M280*'Average Project Size'!$F$8+N280*'Average Project Size'!$F$10+O280*'Average Project Size'!$F$9)/1000","v":7.9526079472461375E-2},{"$f":"Summary!$D$8*(K280*F280*'Average Project Size'!$F$6+L280*G280*'Average Project Size'!$F$7+M280*H280*'Average Project Size'!$F$8+N280*I280*'Average Project Size'!$F$10+O280*J280*'Average Project Size'!$F$9)/1000","v":5.4869496932647706E-2}]
[null,{"$f":"'Peak Identification'!B279","v":"DUFN T-131"},{"$f":"'Peak Identification'!D279","v":"S"},{"$f":"'Peak Identification'!E279","v":21},{"$f":"VLOOKUP($D281,'DER Output'!$S$17:$X$41,6,FALSE)","v":0},{"$f":"IF($C281=\"S\",VLOOKUP($D281,'DER Output'!$S$18:$W$41,2,FALSE),VLOOKUP($D281,'DER Output'!$S$18:$W$41,3,FALSE))","v":9.5068228432060471E-4},{"$f":"IF($C281=\"S\",VLOOKUP($D281,'DER Output'!$S$18:$W$41,4,FALSE),VLOOKUP($D281,'DER Output'!$S$18:$W$41,5,FALSE))","v":9.5068228432060471E-4},{"$f":"IF($C281=\"S\",VLOOKUP($D281,'DER Output'!$S$18:$W$41,4,FALSE),VLOOKUP($D281,'DER Output'!$S$18:$W$41,5,FALSE))","v":9.5068228432060471E-4},{"$f":"IF($C281=\"S\",VLOOKUP($D281,'DER Output'!$S$18:$W$41,4,FALSE),VLOOKUP($D281,'DER Output'!$S$18:$W$41,5,FALSE))","v":9.5068228432060471E-4},{"$f":"IF($C281=\"S\",VLOOKUP($D281,'DER Output'!$S$18:$W$41,4,FALSE),VLOOKUP($D281,'DER Output'!$S$18:$W$41,5,FALSE))","v":9.5068228432060471E-4},{"$f":"IFERROR(IF(OR(C281=\"S\",C281=\"D\"),VLOOKUP(B281,'Seasonal Customer Count'!$B:$I,4,FALSE),IF(C281=\"W\",VLOOKUP(B281,'Seasonal Customer Count'!$B:$P,12,FALSE),\"Check\")),0)","v":206},{"$f":"IFERROR(IF(OR(C281=\"S\",C281=\"D\"),VLOOKUP(B281,'Seasonal Customer Count'!$B:$P,5,FALSE),IF(C281=\"W\",VLOOKUP(B281,'Seasonal Customer Count'!$B:$P,13,FALSE),\"Check\")),0)","v":32},{"$f":"IFERROR(IF(OR(C281=\"S\",C281=\"D\"),VLOOKUP(B281,'Seasonal Customer Count'!$B:$P,6,FALSE),IF(C281=\"W\",VLOOKUP(B281,'Seasonal Customer Count'!$B:$P,14,FALSE),\"Check\")),0)","v":61},{"$f":"IFERROR(IF(OR(C281=\"S\",C281=\"D\"),VLOOKUP(B281,'Seasonal Customer Count'!$B:$P,7,FALSE),IF(C281=\"W\",VLOOKUP(B281,'Seasonal Customer Count'!$B:$P,15,FALSE),\"Check\")),0)","v":0},{"$f":"IFERROR(IF(OR(C281=\"S\",C281=\"D\"),VLOOKUP(B281,'Seasonal Customer Count'!$B:$P,8,FALSE),IF(C281=\"W\",VLOOKUP(B281,'Seasonal Customer Count'!$B:$P,16,FALSE),\"Check\")),0)","v":209},{"$f":"Summary!$D$8*(K281*'Average Project Size'!$F$6+L281*'Average Project Size'!$F$7+M281*'Average Project Size'!$F$8+N281*'Average Project Size'!$F$10+O281*'Average Project Size'!$F$9)/1000","v":0.15395602551006435},{"$f":"Summary!$D$8*(K281*F281*'Average Project Size'!$F$6+L281*G281*'Average Project Size'!$F$7+M281*H281*'Average Project Size'!$F$8+N281*I281*'Average Project Size'!$F$10+O281*J281*'Average Project Size'!$F$9)/1000","v":1.4636326601682927E-4}]
[null,{"$f":"'Peak Identification'!B280","v":"DUFN T-132"},{"$f":"'Peak Identification'!D280","v":"S"},{"$f":"'Peak Identification'!E280","v":21},{"$f":"VLOOKUP($D282,'DER Output'!$S$17:$X$41,6,FALSE)","v":0},{"$f":"IF($C282=\"S\",VLOOKUP($D282,'DER Output'!$S$18:$W$41,2,FALSE),VLOOKUP($D282,'DER Output'!$S$18:$W$41,3,FALSE))","v":9.5068228432060471E-4},{"$f":"IF($C282=\"S\",VLOOKUP($D282,'DER Output'!$S$18:$W$41,4,FALSE),VLOOKUP($D282,'DER Output'!$S$18:$W$41,5,FALSE))","v":9.5068228432060471E-4},{"$f":"IF($C282=\"S\",VLOOKUP($D282,'DER Output'!$S$18:$W$41,4,FALSE),VLOOKUP($D282,'DER Output'!$S$18:$W$41,5,FALSE))","v":9.5068228432060471E-4},{"$f":"IF($C282=\"S\",VLOOKUP($D282,'DER Output'!$S$18:$W$41,4,FALSE),VLOOKUP($D282,'DER Output'!$S$18:$W$41,5,FALSE))","v":9.5068228432060471E-4},{"$f":"IF($C282=\"S\",VLOOKUP($D282,'DER Output'!$S$18:$W$41,4,FALSE),VLOOKUP($D282,'DER Output'!$S$18:$W$41,5,FALSE))","v":9.5068228432060471E-4},{"$f":"IFERROR(IF(OR(C282=\"S\",C282=\"D\"),VLOOKUP(B282,'Seasonal Customer Count'!$B:$I,4,FALSE),IF(C282=\"W\",VLOOKUP(B282,'Seasonal Customer Count'!$B:$P,12,FALSE),\"Check\")),0)","v":199},{"$f":"IFERROR(IF(OR(C282=\"S\",C282=\"D\"),VLOOKUP(B282,'Seasonal Customer Count'!$B:$P,5,FALSE),IF(C282=\"W\",VLOOKUP(B282,'Seasonal Customer Count'!$B:$P,13,FALSE),\"Check\")),0)","v":17},{"$f":"IFERROR(IF(OR(C282=\"S\",C282=\"D\"),VLOOKUP(B282,'Seasonal Customer Count'!$B:$P,6,FALSE),IF(C282=\"W\",VLOOKUP(B282,'Seasonal Customer Count'!$B:$P,14,FALSE),\"Check\")),0)","v":23},{"$f":"IFERROR(IF(OR(C282=\"S\",C282=\"D\"),VLOOKUP(B282,'Seasonal Customer Count'!$B:$P,7,FALSE),IF(C282=\"W\",VLOOKUP(B282,'Seasonal Customer Count'!$B:$P,15,FALSE),\"Check\")),0)","v":0},{"$f":"IFERROR(IF(OR(C282=\"S\",C282=\"D\"),VLOOKUP(B282,'Seasonal Customer Count'!$B:$P,8,FALSE),IF(C282=\"W\",VLOOKUP(B282,'Seasonal Customer Count'!$B:$P,16,FALSE),\"Check\")),0)","v":188},{"$f":"Summary!$D$8*(K282*'Average Project Size'!$F$6+L282*'Average Project Size'!$F$7+M282*'Average Project Size'!$F$8+N282*'Average Project Size'!$F$10+O282*'Average Project Size'!$F$9)/1000","v":0.1326856458213293},{"$f":"Summary!$D$8*(K282*F282*'Average Project Size'!$F$6+L282*G282*'Average Project Size'!$F$7+M282*H282*'Average Project Size'!$F$8+N282*I282*'Average Project Size'!$F$10+O282*J282*'Average Project Size'!$F$9)/1000","v":1.2614189286597606E-4}]
[null,{"$f":"'Peak Identification'!B281","v":"DUKE11"},{"$f":"'Peak Identification'!D281","v":"W"},{"$f":"'Peak Identification'!E281","v":15},{"$f":"VLOOKUP($D283,'DER Output'!$S$17:$X$41,6,FALSE)","v":0.24675324675324678},{"$f":"IF($C283=\"S\",VLOOKUP($D283,'DER Output'!$S$18:$W$41,2,FALSE),VLOOKUP($D283,'DER Output'!$S$18:$W$41,3,FALSE))","v":0.1862014198298606},{"$f":"IF($C283=\"S\",VLOOKUP($D283,'DER Output'!$S$18:$W$41,4,FALSE),VLOOKUP($D283,'DER Output'!$S$18:$W$41,5,FALSE))","v":0.1862014198298606},{"$f":"IF($C283=\"S\",VLOOKUP($D283,'DER Output'!$S$18:$W$41,4,FALSE),VLOOKUP($D283,'DER Output'!$S$18:$W$41,5,FALSE))","v":0.1862014198298606},{"$f":"IF($C283=\"S\",VLOOKUP($D283,'DER Output'!$S$18:$W$41,4,FALSE),VLOOKUP($D283,'DER Output'!$S$18:$W$41,5,FALSE))","v":0.1862014198298606},{"$f":"IF($C283=\"S\",VLOOKUP($D283,'DER Output'!$S$18:$W$41,4,FALSE),VLOOKUP($D283,'DER Output'!$S$18:$W$41,5,FALSE))","v":0.1862014198298606},{"$f":"IFERROR(IF(OR(C283=\"S\",C283=\"D\"),VLOOKUP(B283,'Seasonal Customer Count'!$B:$I,4,FALSE),IF(C283=\"W\",VLOOKUP(B283,'Seasonal Customer Count'!$B:$P,12,FALSE),\"Check\")),0)","v":33},{"$f":"IFERROR(IF(OR(C283=\"S\",C283=\"D\"),VLOOKUP(B283,'Seasonal Customer Count'!$B:$P,5,FALSE),IF(C283=\"W\",VLOOKUP(B283,'Seasonal Customer Count'!$B:$P,13,FALSE),\"Check\")),0)","v":43},{"$f":"IFERROR(IF(OR(C283=\"S\",C283=\"D\"),VLOOKUP(B283,'Seasonal Customer Count'!$B:$P,6,FALSE),IF(C283=\"W\",VLOOKUP(B283,'Seasonal Customer Count'!$B:$P,14,FALSE),\"Check\")),0)","v":0},{"$f":"IFERROR(IF(OR(C283=\"S\",C283=\"D\"),VLOOKUP(B283,'Seasonal Customer Count'!$B:$P,7,FALSE),IF(C283=\"W\",VLOOKUP(B283,'Seasonal Customer Count'!$B:$P,15,FALSE),\"Check\")),0)","v":5},{"$f":"IFERROR(IF(OR(C283=\"S\",C283=\"D\"),VLOOKUP(B283,'Seasonal Customer Count'!$B:$P,8,FALSE),IF(C283=\"W\",VLOOKUP(B283,'Seasonal Customer Count'!$B:$P,16,FALSE),\"Check\")),0)","v":0},{"$f":"Summary!$D$8*(K283*'Average Project Size'!$F$6+L283*'Average Project Size'!$F$7+M283*'Average Project Size'!$F$8+N283*'Average Project Size'!$F$10+O283*'Average Project Size'!$F$9)/1000","v":1.914313127686355E-2},{"$f":"Summary!$D$8*(K283*F283*'Average Project Size'!$F$6+L283*G283*'Average Project Size'!$F$7+M283*H283*'Average Project Size'!$F$8+N283*I283*'Average Project Size'!$F$10+O283*J283*'Average Project Size'!$F$9)/1000","v":3.564478223741405E-3}]
[null,{"$f":"'Peak Identification'!B282","v":"DUKE12"},{"$f":"'Peak Identification'!D282","v":"S"},{"$f":"'Peak Identification'!E282","v":17},{"$f":"VLOOKUP($D284,'DER Output'!$S$17:$X$41,6,FALSE)","v":0.19174838710475617},{"$f":"IF($C284=\"S\",VLOOKUP($D284,'DER Output'!$S$18:$W$41,2,FALSE),VLOOKUP($D284,'DER Output'!$S$18:$W$41,3,FALSE))","v":0.30300399777640191},{"$f":"IF($C284=\"S\",VLOOKUP($D284,'DER Output'!$S$18:$W$41,4,FALSE),VLOOKUP($D284,'DER Output'!$S$18:$W$41,5,FALSE))","v":0.30300399777640191},{"$f":"IF($C284=\"S\",VLOOKUP($D284,'DER Output'!$S$18:$W$41,4,FALSE),VLOOKUP($D284,'DER Output'!$S$18:$W$41,5,FALSE))","v":0.30300399777640191},{"$f":"IF($C284=\"S\",VLOOKUP($D284,'DER Output'!$S$18:$W$41,4,FALSE),VLOOKUP($D284,'DER Output'!$S$18:$W$41,5,FALSE))","v":0.30300399777640191},{"$f":"IF($C284=\"S\",VLOOKUP($D284,'DER Output'!$S$18:$W$41,4,FALSE),VLOOKUP($D284,'DER Output'!$S$18:$W$41,5,FALSE))","v":0.30300399777640191},{"$f":"IFERROR(IF(OR(C284=\"S\",C284=\"D\"),VLOOKUP(B284,'Seasonal Customer Count'!$B:$I,4,FALSE),IF(C284=\"W\",VLOOKUP(B284,'Seasonal Customer Count'!$B:$P,12,FALSE),\"Check\")),0)","v":11},{"$f":"IFERROR(IF(OR(C284=\"S\",C284=\"D\"),VLOOKUP(B284,'Seasonal Customer Count'!$B:$P,5,FALSE),IF(C284=\"W\",VLOOKUP(B284,'Seasonal Customer Count'!$B:$P,13,FALSE),\"Check\")),0)","v":3},{"$f":"IFERROR(IF(OR(C284=\"S\",C284=\"D\"),VLOOKUP(B284,'Seasonal Customer Count'!$B:$P,6,FALSE),IF(C284=\"W\",VLOOKUP(B284,'Seasonal Customer Count'!$B:$P,14,FALSE),\"Check\")),0)","v":4},{"$f":"IFERROR(IF(OR(C284=\"S\",C284=\"D\"),VLOOKUP(B284,'Seasonal Customer Count'!$B:$P,7,FALSE),IF(C284=\"W\",VLOOKUP(B284,'Seasonal Customer Count'!$B:$P,15,FALSE),\"Check\")),0)","v":0},{"$f":"IFERROR(IF(OR(C284=\"S\",C284=\"D\"),VLOOKUP(B284,'Seasonal Customer Count'!$B:$P,8,FALSE),IF(C284=\"W\",VLOOKUP(B284,'Seasonal Customer Count'!$B:$P,16,FALSE),\"Check\")),0)","v":0},{"$f":"Summary!$D$8*(K284*'Average Project Size'!$F$6+L284*'Average Project Size'!$F$7+M284*'Average Project Size'!$F$8+N284*'Average Project Size'!$F$10+O284*'Average Project Size'!$F$9)/1000","v":1.3451921697375216E-3},{"$f":"Summary!$D$8*(K284*F284*'Average Project Size'!$F$6+L284*G284*'Average Project Size'!$F$7+M284*H284*'Average Project Size'!$F$8+N284*I284*'Average Project Size'!$F$10+O284*J284*'Average Project Size'!$F$9)/1000","v":4.0759860520798123E-4}]
[null,{"$f":"'Peak Identification'!B283","v":"DUKE T-061"},{"$f":"'Peak Identification'!D283","v":"W"},{"$f":"'Peak Identification'!E283","v":13},{"$f":"VLOOKUP($D285,'DER Output'!$S$17:$X$41,6,FALSE)","v":0.3680214036441018},{"$f":"IF($C285=\"S\",VLOOKUP($D285,'DER Output'!$S$18:$W$41,2,FALSE),VLOOKUP($D285,'DER Output'!$S$18:$W$41,3,FALSE))","v":0.33734578552830136},{"$f":"IF($C285=\"S\",VLOOKUP($D285,'DER Output'!$S$18:$W$41,4,FALSE),VLOOKUP($D285,'DER Output'!$S$18:$W$41,5,FALSE))","v":0.33734578552830136},{"$f":"IF($C285=\"S\",VLOOKUP($D285,'DER Output'!$S$18:$W$41,4,FALSE),VLOOKUP($D285,'DER Output'!$S$18:$W$41,5,FALSE))","v":0.33734578552830136},{"$f":"IF($C285=\"S\",VLOOKUP($D285,'DER Output'!$S$18:$W$41,4,FALSE),VLOOKUP($D285,'DER Output'!$S$18:$W$41,5,FALSE))","v":0.33734578552830136},{"$f":"IF($C285=\"S\",VLOOKUP($D285,'DER Output'!$S$18:$W$41,4,FALSE),VLOOKUP($D285,'DER Output'!$S$18:$W$41,5,FALSE))","v":0.33734578552830136},{"$f":"IFERROR(IF(OR(C285=\"S\",C285=\"D\"),VLOOKUP(B285,'Seasonal Customer Count'!$B:$I,4,FALSE),IF(C285=\"W\",VLOOKUP(B285,'Seasonal Customer Count'!$B:$P,12,FALSE),\"Check\")),0)","v":19},{"$f":"IFERROR(IF(OR(C285=\"S\",C285=\"D\"),VLOOKUP(B285,'Seasonal Customer Count'!$B:$P,5,FALSE),IF(C285=\"W\",VLOOKUP(B285,'Seasonal Customer Count'!$B:$P,13,FALSE),\"Check\")),0)","v":25},{"$f":"IFERROR(IF(OR(C285=\"S\",C285=\"D\"),VLOOKUP(B285,'Seasonal Customer Count'!$B:$P,6,FALSE),IF(C285=\"W\",VLOOKUP(B285,'Seasonal Customer Count'!$B:$P,14,FALSE),\"Check\")),0)","v":0},{"$f":"IFERROR(IF(OR(C285=\"S\",C285=\"D\"),VLOOKUP(B285,'Seasonal Customer Count'!$B:$P,7,FALSE),IF(C285=\"W\",VLOOKUP(B285,'Seasonal Customer Count'!$B:$P,15,FALSE),\"Check\")),0)","v":0},{"$f":"IFERROR(IF(OR(C285=\"S\",C285=\"D\"),VLOOKUP(B285,'Seasonal Customer Count'!$B:$P,8,FALSE),IF(C285=\"W\",VLOOKUP(B285,'Seasonal Customer Count'!$B:$P,16,FALSE),\"Check\")),0)","v":0},{"$f":"Summary!$D$8*(K285*'Average Project Size'!$F$6+L285*'Average Project Size'!$F$7+M285*'Average Project Size'!$F$8+N285*'Average Project Size'!$F$10+O285*'Average Project Size'!$F$9)/1000","v":2.5888703486711987E-3},{"$f":"Summary!$D$8*(K285*F285*'Average Project Size'!$F$6+L285*G285*'Average Project Size'!$F$7+M285*H285*'Average Project Size'!$F$8+N285*I285*'Average Project Size'!$F$10+O285*J285*'Average Project Size'!$F$9)/1000","v":8.73344501403413E-4}]
[null,{"$f":"'Peak Identification'!B284","v":"DWSY11"},{"$f":"'Peak Identification'!D284","v":"W"},{"$f":"'Peak Identification'!E284","v":20},{"$f":"VLOOKUP($D286,'DER Output'!$S$17:$X$41,6,FALSE)","v":2.7072953014838841E-3},{"$f":"IF($C286=\"S\",VLOOKUP($D286,'DER Output'!$S$18:$W$41,2,FALSE),VLOOKUP($D286,'DER Output'!$S$18:$W$41,3,FALSE))","v":1.9796447973982056E-4},{"$f":"IF($C286=\"S\",VLOOKUP($D286,'DER Output'!$S$18:$W$41,4,FALSE),VLOOKUP($D286,'DER Output'!$S$18:$W$41,5,FALSE))","v":1.9796447973982056E-4},{"$f":"IF($C286=\"S\",VLOOKUP($D286,'DER Output'!$S$18:$W$41,4,FALSE),VLOOKUP($D286,'DER Output'!$S$18:$W$41,5,FALSE))","v":1.9796447973982056E-4},{"$f":"IF($C286=\"S\",VLOOKUP($D286,'DER Output'!$S$18:$W$41,4,FALSE),VLOOKUP($D286,'DER Output'!$S$18:$W$41,5,FALSE))","v":1.9796447973982056E-4},{"$f":"IF($C286=\"S\",VLOOKUP($D286,'DER Output'!$S$18:$W$41,4,FALSE),VLOOKUP($D286,'DER Output'!$S$18:$W$41,5,FALSE))","v":1.9796447973982056E-4},{"$f":"IFERROR(IF(OR(C286=\"S\",C286=\"D\"),VLOOKUP(B286,'Seasonal Customer Count'!$B:$I,4,FALSE),IF(C286=\"W\",VLOOKUP(B286,'Seasonal Customer Count'!$B:$P,12,FALSE),\"Check\")),0)","v":242},{"$f":"IFERROR(IF(OR(C286=\"S\",C286=\"D\"),VLOOKUP(B286,'Seasonal Customer Count'!$B:$P,5,FALSE),IF(C286=\"W\",VLOOKUP(B286,'Seasonal Customer Count'!$B:$P,13,FALSE),\"Check\")),0)","v":469},{"$f":"IFERROR(IF(OR(C286=\"S\",C286=\"D\"),VLOOKUP(B286,'Seasonal Customer Count'!$B:$P,6,FALSE),IF(C286=\"W\",VLOOKUP(B286,'Seasonal Customer Count'!$B:$P,14,FALSE),\"Check\")),0)","v":0},{"$f":"IFERROR(IF(OR(C286=\"S\",C286=\"D\"),VLOOKUP(B286,'Seasonal Customer Count'!$B:$P,7,FALSE),IF(C286=\"W\",VLOOKUP(B286,'Seasonal Customer Count'!$B:$P,15,FALSE),\"Check\")),0)","v":45},{"$f":"IFERROR(IF(OR(C286=\"S\",C286=\"D\"),VLOOKUP(B286,'Seasonal Customer Count'!$B:$P,8,FALSE),IF(C286=\"W\",VLOOKUP(B286,'Seasonal Customer Count'!$B:$P,16,FALSE),\"Check\")),0)","v":0},{"$f":"Summary!$D$8*(K286*'Average Project Size'!$F$6+L286*'Average Project Size'!$F$7+M286*'Average Project Size'!$F$8+N286*'Average Project Size'!$F$10+O286*'Average Project Size'!$F$9)/1000","v":0.17611651360314851},{"$f":"Summary!$D$8*(K286*F286*'Average Project Size'!$F$6+L286*G286*'Average Project Size'!$F$7+M286*H286*'Average Project Size'!$F$8+N286*I286*'Average Project Size'!$F$10+O286*J286*'Average Project Size'!$F$9)/1000","v":3.4864813989038327E-5}]
[null,{"$f":"'Peak Identification'!B285","v":"DWSY12"},{"$f":"'Peak Identification'!D285","v":"S"},{"$f":"'Peak Identification'!E285","v":16},{"$f":"VLOOKUP($D287,'DER Output'!$S$17:$X$41,6,FALSE)","v":0.22644022312513051},{"$f":"IF($C287=\"S\",VLOOKUP($D287,'DER Output'!$S$18:$W$41,2,FALSE),VLOOKUP($D287,'DER Output'!$S$18:$W$41,3,FALSE))","v":0.44781407722569133},{"$f":"IF($C287=\"S\",VLOOKUP($D287,'DER Output'!$S$18:$W$41,4,FALSE),VLOOKUP($D287,'DER Output'!$S$18:$W$41,5,FALSE))","v":0.44781407722569133},{"$f":"IF($C287=\"S\",VLOOKUP($D287,'DER Output'!$S$18:$W$41,4,FALSE),VLOOKUP($D287,'DER Output'!$S$18:$W$41,5,FALSE))","v":0.44781407722569133},{"$f":"IF($C287=\"S\",VLOOKUP($D287,'DER Output'!$S$18:$W$41,4,FALSE),VLOOKUP($D287,'DER Output'!$S$18:$W$41,5,FALSE))","v":0.44781407722569133},{"$f":"IF($C287=\"S\",VLOOKUP($D287,'DER Output'!$S$18:$W$41,4,FALSE),VLOOKUP($D287,'DER Output'!$S$18:$W$41,5,FALSE))","v":0.44781407722569133},{"$f":"IFERROR(IF(OR(C287=\"S\",C287=\"D\"),VLOOKUP(B287,'Seasonal Customer Count'!$B:$I,4,FALSE),IF(C287=\"W\",VLOOKUP(B287,'Seasonal Customer Count'!$B:$P,12,FALSE),\"Check\")),0)","v":0},{"$f":"IFERROR(IF(OR(C287=\"S\",C287=\"D\"),VLOOKUP(B287,'Seasonal Customer Count'!$B:$P,5,FALSE),IF(C287=\"W\",VLOOKUP(B287,'Seasonal Customer Count'!$B:$P,13,FALSE),\"Check\")),0)","v":0},{"$f":"IFERROR(IF(OR(C287=\"S\",C287=\"D\"),VLOOKUP(B287,'Seasonal Customer Count'!$B:$P,6,FALSE),IF(C287=\"W\",VLOOKUP(B287,'Seasonal Customer Count'!$B:$P,14,FALSE),\"Check\")),0)","v":0},{"$f":"IFERROR(IF(OR(C287=\"S\",C287=\"D\"),VLOOKUP(B287,'Seasonal Customer Count'!$B:$P,7,FALSE),IF(C287=\"W\",VLOOKUP(B287,'Seasonal Customer Count'!$B:$P,15,FALSE),\"Check\")),0)","v":0},{"$f":"IFERROR(IF(OR(C287=\"S\",C287=\"D\"),VLOOKUP(B287,'Seasonal Customer Count'!$B:$P,8,FALSE),IF(C287=\"W\",VLOOKUP(B287,'Seasonal Customer Count'!$B:$P,16,FALSE),\"Check\")),0)","v":0},{"$f":"Summary!$D$8*(K287*'Average Project Size'!$F$6+L287*'Average Project Size'!$F$7+M287*'Average Project Size'!$F$8+N287*'Average Project Size'!$F$10+O287*'Average Project Size'!$F$9)/1000","v":0},{"$f":"Summary!$D$8*(K287*F287*'Average Project Size'!$F$6+L287*G287*'Average Project Size'!$F$7+M287*H287*'Average Project Size'!$F$8+N287*I287*'Average Project Size'!$F$10+O287*J287*'Average Project Size'!$F$9)/1000","v":0}]
[null,{"$f":"'Peak Identification'!B286","v":"DWSY T-061"},{"$f":"'Peak Identification'!D286","v":"W"},{"$f":"'Peak Identification'!E286","v":20},{"$f":"VLOOKUP($D288,'DER Output'!$S$17:$X$41,6,FALSE)","v":2.7072953014838841E-3},{"$f":"IF($C288=\"S\",VLOOKUP($D288,'DER Output'!$S$18:$W$41,2,FALSE),VLOOKUP($D288,'DER Output'!$S$18:$W$41,3,FALSE))","v":1.9796447973982056E-4},{"$f":"IF($C288=\"S\",VLOOKUP($D288,'DER Output'!$S$18:$W$41,4,FALSE),VLOOKUP($D288,'DER Output'!$S$18:$W$41,5,FALSE))","v":1.9796447973982056E-4},{"$f":"IF($C288=\"S\",VLOOKUP($D288,'DER Output'!$S$18:$W$41,4,FALSE),VLOOKUP($D288,'DER Output'!$S$18:$W$41,5,FALSE))","v":1.9796447973982056E-4},{"$f":"IF($C288=\"S\",VLOOKUP($D288,'DER Output'!$S$18:$W$41,4,FALSE),VLOOKUP($D288,'DER Output'!$S$18:$W$41,5,FALSE))","v":1.9796447973982056E-4},{"$f":"IF($C288=\"S\",VLOOKUP($D288,'DER Output'!$S$18:$W$41,4,FALSE),VLOOKUP($D288,'DER Output'!$S$18:$W$41,5,FALSE))","v":1.9796447973982056E-4},{"$f":"IFERROR(IF(OR(C288=\"S\",C288=\"D\"),VLOOKUP(B288,'Seasonal Customer Count'!$B:$I,4,FALSE),IF(C288=\"W\",VLOOKUP(B288,'Seasonal Customer Count'!$B:$P,12,FALSE),\"Check\")),0)","v":147},{"$f":"IFERROR(IF(OR(C288=\"S\",C288=\"D\"),VLOOKUP(B288,'Seasonal Customer Count'!$B:$P,5,FALSE),IF(C288=\"W\",VLOOKUP(B288,'Seasonal Customer Count'!$B:$P,13,FALSE),\"Check\")),0)","v":237},{"$f":"IFERROR(IF(OR(C288=\"S\",C288=\"D\"),VLOOKUP(B288,'Seasonal Customer Count'!$B:$P,6,FALSE),IF(C288=\"W\",VLOOKUP(B288,'Seasonal Customer Count'!$B:$P,14,FALSE),\"Check\")),0)","v":0},{"$f":"IFERROR(IF(OR(C288=\"S\",C288=\"D\"),VLOOKUP(B288,'Seasonal Customer Count'!$B:$P,7,FALSE),IF(C288=\"W\",VLOOKUP(B288,'Seasonal Customer Count'!$B:$P,15,FALSE),\"Check\")),0)","v":0},{"$f":"IFERROR(IF(OR(C288=\"S\",C288=\"D\"),VLOOKUP(B288,'Seasonal Customer Count'!$B:$P,8,FALSE),IF(C288=\"W\",VLOOKUP(B288,'Seasonal Customer Count'!$B:$P,16,FALSE),\"Check\")),0)","v":0},{"$f":"Summary!$D$8*(K288*'Average Project Size'!$F$6+L288*'Average Project Size'!$F$7+M288*'Average Project Size'!$F$8+N288*'Average Project Size'!$F$10+O288*'Average Project Size'!$F$9)/1000","v":2.3226057676792186E-2},{"$f":"Summary!$D$8*(K288*F288*'Average Project Size'!$F$6+L288*G288*'Average Project Size'!$F$7+M288*H288*'Average Project Size'!$F$8+N288*I288*'Average Project Size'!$F$10+O288*J288*'Average Project Size'!$F$9)/1000","v":4.59793442439323E-6}]
[null,{"$f":"'Peak Identification'!B287","v":"EAGL11"},{"$f":"'Peak Identification'!D287","v":"S"},{"$f":"'Peak Identification'!E287","v":17},{"$f":"VLOOKUP($D289,'DER Output'!$S$17:$X$41,6,FALSE)","v":0.19174838710475617},{"$f":"IF($C289=\"S\",VLOOKUP($D289,'DER Output'!$S$18:$W$41,2,FALSE),VLOOKUP($D289,'DER Output'!$S$18:$W$41,3,FALSE))","v":0.30300399777640191},{"$f":"IF($C289=\"S\",VLOOKUP($D289,'DER Output'!$S$18:$W$41,4,FALSE),VLOOKUP($D289,'DER Output'!$S$18:$W$41,5,FALSE))","v":0.30300399777640191},{"$f":"IF($C289=\"S\",VLOOKUP($D289,'DER Output'!$S$18:$W$41,4,FALSE),VLOOKUP($D289,'DER Output'!$S$18:$W$41,5,FALSE))","v":0.30300399777640191},{"$f":"IF($C289=\"S\",VLOOKUP($D289,'DER Output'!$S$18:$W$41,4,FALSE),VLOOKUP($D289,'DER Output'!$S$18:$W$41,5,FALSE))","v":0.30300399777640191},{"$f":"IF($C289=\"S\",VLOOKUP($D289,'DER Output'!$S$18:$W$41,4,FALSE),VLOOKUP($D289,'DER Output'!$S$18:$W$41,5,FALSE))","v":0.30300399777640191},{"$f":"IFERROR(IF(OR(C289=\"S\",C289=\"D\"),VLOOKUP(B289,'Seasonal Customer Count'!$B:$I,4,FALSE),IF(C289=\"W\",VLOOKUP(B289,'Seasonal Customer Count'!$B:$P,12,FALSE),\"Check\")),0)","v":365},{"$f":"IFERROR(IF(OR(C289=\"S\",C289=\"D\"),VLOOKUP(B289,'Seasonal Customer Count'!$B:$P,5,FALSE),IF(C289=\"W\",VLOOKUP(B289,'Seasonal Customer Count'!$B:$P,13,FALSE),\"Check\")),0)","v":36},{"$f":"IFERROR(IF(OR(C289=\"S\",C289=\"D\"),VLOOKUP(B289,'Seasonal Customer Count'!$B:$P,6,FALSE),IF(C289=\"W\",VLOOKUP(B289,'Seasonal Customer Count'!$B:$P,14,FALSE),\"Check\")),0)","v":150},{"$f":"IFERROR(IF(OR(C289=\"S\",C289=\"D\"),VLOOKUP(B289,'Seasonal Customer Count'!$B:$P,7,FALSE),IF(C289=\"W\",VLOOKUP(B289,'Seasonal Customer Count'!$B:$P,15,FALSE),\"Check\")),0)","v":0},{"$f":"IFERROR(IF(OR(C289=\"S\",C289=\"D\"),VLOOKUP(B289,'Seasonal Customer Count'!$B:$P,8,FALSE),IF(C289=\"W\",VLOOKUP(B289,'Seasonal Customer Count'!$B:$P,16,FALSE),\"Check\")),0)","v":0},{"$f":"Summary!$D$8*(K289*'Average Project Size'!$F$6+L289*'Average Project Size'!$F$7+M289*'Average Project Size'!$F$8+N289*'Average Project Size'!$F$10+O289*'Average Project Size'!$F$9)/1000","v":4.2945675222390421E-2},{"$f":"Summary!$D$8*(K289*F289*'Average Project Size'!$F$6+L289*G289*'Average Project Size'!$F$7+M289*H289*'Average Project Size'!$F$8+N289*I289*'Average Project Size'!$F$10+O289*J289*'Average Project Size'!$F$9)/1000","v":1.3012711279591267E-2}]
[null,{"$f":"'Peak Identification'!B288","v":"EAGL12"},{"$f":"'Peak Identification'!D288","v":"S"},{"$f":"'Peak Identification'!E288","v":17},{"$f":"VLOOKUP($D290,'DER Output'!$S$17:$X$41,6,FALSE)","v":0.19174838710475617},{"$f":"IF($C290=\"S\",VLOOKUP($D290,'DER Output'!$S$18:$W$41,2,FALSE),VLOOKUP($D290,'DER Output'!$S$18:$W$41,3,FALSE))","v":0.30300399777640191},{"$f":"IF($C290=\"S\",VLOOKUP($D290,'DER Output'!$S$18:$W$41,4,FALSE),VLOOKUP($D290,'DER Output'!$S$18:$W$41,5,FALSE))","v":0.30300399777640191},{"$f":"IF($C290=\"S\",VLOOKUP($D290,'DER Output'!$S$18:$W$41,4,FALSE),VLOOKUP($D290,'DER Output'!$S$18:$W$41,5,FALSE))","v":0.30300399777640191},{"$f":"IF($C290=\"S\",VLOOKUP($D290,'DER Output'!$S$18:$W$41,4,FALSE),VLOOKUP($D290,'DER Output'!$S$18:$W$41,5,FALSE))","v":0.30300399777640191},{"$f":"IF($C290=\"S\",VLOOKUP($D290,'DER Output'!$S$18:$W$41,4,FALSE),VLOOKUP($D290,'DER Output'!$S$18:$W$41,5,FALSE))","v":0.30300399777640191},{"$f":"IFERROR(IF(OR(C290=\"S\",C290=\"D\"),VLOOKUP(B290,'Seasonal Customer Count'!$B:$I,4,FALSE),IF(C290=\"W\",VLOOKUP(B290,'Seasonal Customer Count'!$B:$P,12,FALSE),\"Check\")),0)","v":1074},{"$f":"IFERROR(IF(OR(C290=\"S\",C290=\"D\"),VLOOKUP(B290,'Seasonal Customer Count'!$B:$P,5,FALSE),IF(C290=\"W\",VLOOKUP(B290,'Seasonal Customer Count'!$B:$P,13,FALSE),\"Check\")),0)","v":116},{"$f":"IFERROR(IF(OR(C290=\"S\",C290=\"D\"),VLOOKUP(B290,'Seasonal Customer Count'!$B:$P,6,FALSE),IF(C290=\"W\",VLOOKUP(B290,'Seasonal Customer Count'!$B:$P,14,FALSE),\"Check\")),0)","v":176},{"$f":"IFERROR(IF(OR(C290=\"S\",C290=\"D\"),VLOOKUP(B290,'Seasonal Customer Count'!$B:$P,7,FALSE),IF(C290=\"W\",VLOOKUP(B290,'Seasonal Customer Count'!$B:$P,15,FALSE),\"Check\")),0)","v":0},{"$f":"IFERROR(IF(OR(C290=\"S\",C290=\"D\"),VLOOKUP(B290,'Seasonal Customer Count'!$B:$P,8,FALSE),IF(C290=\"W\",VLOOKUP(B290,'Seasonal Customer Count'!$B:$P,16,FALSE),\"Check\")),0)","v":0},{"$f":"Summary!$D$8*(K290*'Average Project Size'!$F$6+L290*'Average Project Size'!$F$7+M290*'Average Project Size'!$F$8+N290*'Average Project Size'!$F$10+O290*'Average Project Size'!$F$9)/1000","v":8.1465860840840856E-2},{"$f":"Summary!$D$8*(K290*F290*'Average Project Size'!$F$6+L290*G290*'Average Project Size'!$F$7+M290*H290*'Average Project Size'!$F$8+N290*I290*'Average Project Size'!$F$10+O290*J290*'Average Project Size'!$F$9)/1000","v":2.4684481517070811E-2}]
[null,{"$f":"'Peak Identification'!B289","v":"EAGL13"},{"$f":"'Peak Identification'!D289","v":"S"},{"$f":"'Peak Identification'!E289","v":19},{"$f":"VLOOKUP($D291,'DER Output'!$S$17:$X$41,6,FALSE)","v":0.11066797934994306},{"$f":"IF($C291=\"S\",VLOOKUP($D291,'DER Output'!$S$18:$W$41,2,FALSE),VLOOKUP($D291,'DER Output'!$S$18:$W$41,3,FALSE))","v":7.5840560103576066E-2},{"$f":"IF($C291=\"S\",VLOOKUP($D291,'DER Output'!$S$18:$W$41,4,FALSE),VLOOKUP($D291,'DER Output'!$S$18:$W$41,5,FALSE))","v":7.5840560103576066E-2},{"$f":"IF($C291=\"S\",VLOOKUP($D291,'DER Output'!$S$18:$W$41,4,FALSE),VLOOKUP($D291,'DER Output'!$S$18:$W$41,5,FALSE))","v":7.5840560103576066E-2},{"$f":"IF($C291=\"S\",VLOOKUP($D291,'DER Output'!$S$18:$W$41,4,FALSE),VLOOKUP($D291,'DER Output'!$S$18:$W$41,5,FALSE))","v":7.5840560103576066E-2},{"$f":"IF($C291=\"S\",VLOOKUP($D291,'DER Output'!$S$18:$W$41,4,FALSE),VLOOKUP($D291,'DER Output'!$S$18:$W$41,5,FALSE))","v":7.5840560103576066E-2},{"$f":"IFERROR(IF(OR(C291=\"S\",C291=\"D\"),VLOOKUP(B291,'Seasonal Customer Count'!$B:$I,4,FALSE),IF(C291=\"W\",VLOOKUP(B291,'Seasonal Customer Count'!$B:$P,12,FALSE),\"Check\")),0)","v":1087},{"$f":"IFERROR(IF(OR(C291=\"S\",C291=\"D\"),VLOOKUP(B291,'Seasonal Customer Count'!$B:$P,5,FALSE),IF(C291=\"W\",VLOOKUP(B291,'Seasonal Customer Count'!$B:$P,13,FALSE),\"Check\")),0)","v":37},{"$f":"IFERROR(IF(OR(C291=\"S\",C291=\"D\"),VLOOKUP(B291,'Seasonal Customer Count'!$B:$P,6,FALSE),IF(C291=\"W\",VLOOKUP(B291,'Seasonal Customer Count'!$B:$P,14,FALSE),\"Check\")),0)","v":30},{"$f":"IFERROR(IF(OR(C291=\"S\",C291=\"D\"),VLOOKUP(B291,'Seasonal Customer Count'!$B:$P,7,FALSE),IF(C291=\"W\",VLOOKUP(B291,'Seasonal Customer Count'!$B:$P,15,FALSE),\"Check\")),0)","v":0},{"$f":"IFERROR(IF(OR(C291=\"S\",C291=\"D\"),VLOOKUP(B291,'Seasonal Customer Count'!$B:$P,8,FALSE),IF(C291=\"W\",VLOOKUP(B291,'Seasonal Customer Count'!$B:$P,16,FALSE),\"Check\")),0)","v":40},{"$f":"Summary!$D$8*(K291*'Average Project Size'!$F$6+L291*'Average Project Size'!$F$7+M291*'Average Project Size'!$F$8+N291*'Average Project Size'!$F$10+O291*'Average Project Size'!$F$9)/1000","v":7.6519866588242905E-2},{"$f":"Summary!$D$8*(K291*F291*'Average Project Size'!$F$6+L291*G291*'Average Project Size'!$F$7+M291*H291*'Average Project Size'!$F$8+N291*I291*'Average Project Size'!$F$10+O291*J291*'Average Project Size'!$F$9)/1000","v":5.803309541103259E-3}]
[null,{"$f":"'Peak Identification'!B290","v":"EAGL14"},{"$f":"'Peak Identification'!D290","v":"S"},{"$f":"'Peak Identification'!E290","v":19},{"$f":"VLOOKUP($D292,'DER Output'!$S$17:$X$41,6,FALSE)","v":0.11066797934994306},{"$f":"IF($C292=\"S\",VLOOKUP($D292,'DER Output'!$S$18:$W$41,2,FALSE),VLOOKUP($D292,'DER Output'!$S$18:$W$41,3,FALSE))","v":7.5840560103576066E-2},{"$f":"IF($C292=\"S\",VLOOKUP($D292,'DER Output'!$S$18:$W$41,4,FALSE),VLOOKUP($D292,'DER Output'!$S$18:$W$41,5,FALSE))","v":7.5840560103576066E-2},{"$f":"IF($C292=\"S\",VLOOKUP($D292,'DER Output'!$S$18:$W$41,4,FALSE),VLOOKUP($D292,'DER Output'!$S$18:$W$41,5,FALSE))","v":7.5840560103576066E-2},{"$f":"IF($C292=\"S\",VLOOKUP($D292,'DER Output'!$S$18:$W$41,4,FALSE),VLOOKUP($D292,'DER Output'!$S$18:$W$41,5,FALSE))","v":7.5840560103576066E-2},{"$f":"IF($C292=\"S\",VLOOKUP($D292,'DER Output'!$S$18:$W$41,4,FALSE),VLOOKUP($D292,'DER Output'!$S$18:$W$41,5,FALSE))","v":7.5840560103576066E-2},{"$f":"IFERROR(IF(OR(C292=\"S\",C292=\"D\"),VLOOKUP(B292,'Seasonal Customer Count'!$B:$I,4,FALSE),IF(C292=\"W\",VLOOKUP(B292,'Seasonal Customer Count'!$B:$P,12,FALSE),\"Check\")),0)","v":1507},{"$f":"IFERROR(IF(OR(C292=\"S\",C292=\"D\"),VLOOKUP(B292,'Seasonal Customer Count'!$B:$P,5,FALSE),IF(C292=\"W\",VLOOKUP(B292,'Seasonal Customer Count'!$B:$P,13,FALSE),\"Check\")),0)","v":22},{"$f":"IFERROR(IF(OR(C292=\"S\",C292=\"D\"),VLOOKUP(B292,'Seasonal Customer Count'!$B:$P,6,FALSE),IF(C292=\"W\",VLOOKUP(B292,'Seasonal Customer Count'!$B:$P,14,FALSE),\"Check\")),0)","v":20},{"$f":"IFERROR(IF(OR(C292=\"S\",C292=\"D\"),VLOOKUP(B292,'Seasonal Customer Count'!$B:$P,7,FALSE),IF(C292=\"W\",VLOOKUP(B292,'Seasonal Customer Count'!$B:$P,15,FALSE),\"Check\")),0)","v":0},{"$f":"IFERROR(IF(OR(C292=\"S\",C292=\"D\"),VLOOKUP(B292,'Seasonal Customer Count'!$B:$P,8,FALSE),IF(C292=\"W\",VLOOKUP(B292,'Seasonal Customer Count'!$B:$P,16,FALSE),\"Check\")),0)","v":0},{"$f":"Summary!$D$8*(K292*'Average Project Size'!$F$6+L292*'Average Project Size'!$F$7+M292*'Average Project Size'!$F$8+N292*'Average Project Size'!$F$10+O292*'Average Project Size'!$F$9)/1000","v":6.495258437622628E-2},{"$f":"Summary!$D$8*(K292*F292*'Average Project Size'!$F$6+L292*G292*'Average Project Size'!$F$7+M292*H292*'Average Project Size'!$F$8+N292*I292*'Average Project Size'!$F$10+O292*J292*'Average Project Size'!$F$9)/1000","v":4.9260403792677843E-3}]
[null,{"$f":"'Peak Identification'!B291","v":"EAGL15"},{"$f":"'Peak Identification'!D291","v":"S"},{"$f":"'Peak Identification'!E291","v":16},{"$f":"VLOOKUP($D293,'DER Output'!$S$17:$X$41,6,FALSE)","v":0.22644022312513051},{"$f":"IF($C293=\"S\",VLOOKUP($D293,'DER Output'!$S$18:$W$41,2,FALSE),VLOOKUP($D293,'DER Output'!$S$18:$W$41,3,FALSE))","v":0.44781407722569133},{"$f":"IF($C293=\"S\",VLOOKUP($D293,'DER Output'!$S$18:$W$41,4,FALSE),VLOOKUP($D293,'DER Output'!$S$18:$W$41,5,FALSE))","v":0.44781407722569133},{"$f":"IF($C293=\"S\",VLOOKUP($D293,'DER Output'!$S$18:$W$41,4,FALSE),VLOOKUP($D293,'DER Output'!$S$18:$W$41,5,FALSE))","v":0.44781407722569133},{"$f":"IF($C293=\"S\",VLOOKUP($D293,'DER Output'!$S$18:$W$41,4,FALSE),VLOOKUP($D293,'DER Output'!$S$18:$W$41,5,FALSE))","v":0.44781407722569133},{"$f":"IF($C293=\"S\",VLOOKUP($D293,'DER Output'!$S$18:$W$41,4,FALSE),VLOOKUP($D293,'DER Output'!$S$18:$W$41,5,FALSE))","v":0.44781407722569133},{"$f":"IFERROR(IF(OR(C293=\"S\",C293=\"D\"),VLOOKUP(B293,'Seasonal Customer Count'!$B:$I,4,FALSE),IF(C293=\"W\",VLOOKUP(B293,'Seasonal Customer Count'!$B:$P,12,FALSE),\"Check\")),0)","v":829},{"$f":"IFERROR(IF(OR(C293=\"S\",C293=\"D\"),VLOOKUP(B293,'Seasonal Customer Count'!$B:$P,5,FALSE),IF(C293=\"W\",VLOOKUP(B293,'Seasonal Customer Count'!$B:$P,13,FALSE),\"Check\")),0)","v":55},{"$f":"IFERROR(IF(OR(C293=\"S\",C293=\"D\"),VLOOKUP(B293,'Seasonal Customer Count'!$B:$P,6,FALSE),IF(C293=\"W\",VLOOKUP(B293,'Seasonal Customer Count'!$B:$P,14,FALSE),\"Check\")),0)","v":62},{"$f":"IFERROR(IF(OR(C293=\"S\",C293=\"D\"),VLOOKUP(B293,'Seasonal Customer Count'!$B:$P,7,FALSE),IF(C293=\"W\",VLOOKUP(B293,'Seasonal Customer Count'!$B:$P,15,FALSE),\"Check\")),0)","v":1},{"$f":"IFERROR(IF(OR(C293=\"S\",C293=\"D\"),VLOOKUP(B293,'Seasonal Customer Count'!$B:$P,8,FALSE),IF(C293=\"W\",VLOOKUP(B293,'Seasonal Customer Count'!$B:$P,16,FALSE),\"Check\")),0)","v":2},{"$f":"Summary!$D$8*(K293*'Average Project Size'!$F$6+L293*'Average Project Size'!$F$7+M293*'Average Project Size'!$F$8+N293*'Average Project Size'!$F$10+O293*'Average Project Size'!$F$9)/1000","v":5.1855144954071099E-2},{"$f":"Summary!$D$8*(K293*F293*'Average Project Size'!$F$6+L293*G293*'Average Project Size'!$F$7+M293*H293*'Average Project Size'!$F$8+N293*I293*'Average Project Size'!$F$10+O293*J293*'Average Project Size'!$F$9)/1000","v":2.3221463887011816E-2}]
[null,{"$f":"'Peak Identification'!B292","v":"EAGL16"},{"$f":"'Peak Identification'!D292","v":"S"},{"$f":"'Peak Identification'!E292","v":18},{"$f":"VLOOKUP($D294,'DER Output'!$S$17:$X$41,6,FALSE)","v":0.16032398020038169},{"$f":"IF($C294=\"S\",VLOOKUP($D294,'DER Output'!$S$18:$W$41,2,FALSE),VLOOKUP($D294,'DER Output'!$S$18:$W$41,3,FALSE))","v":0.17224423800777711},{"$f":"IF($C294=\"S\",VLOOKUP($D294,'DER Output'!$S$18:$W$41,4,FALSE),VLOOKUP($D294,'DER Output'!$S$18:$W$41,5,FALSE))","v":0.17224423800777711},{"$f":"IF($C294=\"S\",VLOOKUP($D294,'DER Output'!$S$18:$W$41,4,FALSE),VLOOKUP($D294,'DER Output'!$S$18:$W$41,5,FALSE))","v":0.17224423800777711},{"$f":"IF($C294=\"S\",VLOOKUP($D294,'DER Output'!$S$18:$W$41,4,FALSE),VLOOKUP($D294,'DER Output'!$S$18:$W$41,5,FALSE))","v":0.17224423800777711},{"$f":"IF($C294=\"S\",VLOOKUP($D294,'DER Output'!$S$18:$W$41,4,FALSE),VLOOKUP($D294,'DER Output'!$S$18:$W$41,5,FALSE))","v":0.17224423800777711},{"$f":"IFERROR(IF(OR(C294=\"S\",C294=\"D\"),VLOOKUP(B294,'Seasonal Customer Count'!$B:$I,4,FALSE),IF(C294=\"W\",VLOOKUP(B294,'Seasonal Customer Count'!$B:$P,12,FALSE),\"Check\")),0)","v":994},{"$f":"IFERROR(IF(OR(C294=\"S\",C294=\"D\"),VLOOKUP(B294,'Seasonal Customer Count'!$B:$P,5,FALSE),IF(C294=\"W\",VLOOKUP(B294,'Seasonal Customer Count'!$B:$P,13,FALSE),\"Check\")),0)","v":27},{"$f":"IFERROR(IF(OR(C294=\"S\",C294=\"D\"),VLOOKUP(B294,'Seasonal Customer Count'!$B:$P,6,FALSE),IF(C294=\"W\",VLOOKUP(B294,'Seasonal Customer Count'!$B:$P,14,FALSE),\"Check\")),0)","v":30},{"$f":"IFERROR(IF(OR(C294=\"S\",C294=\"D\"),VLOOKUP(B294,'Seasonal Customer Count'!$B:$P,7,FALSE),IF(C294=\"W\",VLOOKUP(B294,'Seasonal Customer Count'!$B:$P,15,FALSE),\"Check\")),0)","v":0},{"$f":"IFERROR(IF(OR(C294=\"S\",C294=\"D\"),VLOOKUP(B294,'Seasonal Customer Count'!$B:$P,8,FALSE),IF(C294=\"W\",VLOOKUP(B294,'Seasonal Customer Count'!$B:$P,16,FALSE),\"Check\")),0)","v":20},{"$f":"Summary!$D$8*(K294*'Average Project Size'!$F$6+L294*'Average Project Size'!$F$7+M294*'Average Project Size'!$F$8+N294*'Average Project Size'!$F$10+O294*'Average Project Size'!$F$9)/1000","v":5.9369315518876267E-2},{"$f":"Summary!$D$8*(K294*F294*'Average Project Size'!$F$6+L294*G294*'Average Project Size'!$F$7+M294*H294*'Average Project Size'!$F$8+N294*I294*'Average Project Size'!$F$10+O294*J294*'Average Project Size'!$F$9)/1000","v":1.0226022512592138E-2}]
[null,{"$f":"'Peak Identification'!B293","v":"EAGL T-131"},{"$f":"'Peak Identification'!D293","v":"S"},{"$f":"'Peak Identification'!E293","v":17},{"$f":"VLOOKUP($D295,'DER Output'!$S$17:$X$41,6,FALSE)","v":0.19174838710475617},{"$f":"IF($C295=\"S\",VLOOKUP($D295,'DER Output'!$S$18:$W$41,2,FALSE),VLOOKUP($D295,'DER Output'!$S$18:$W$41,3,FALSE))","v":0.30300399777640191},{"$f":"IF($C295=\"S\",VLOOKUP($D295,'DER Output'!$S$18:$W$41,4,FALSE),VLOOKUP($D295,'DER Output'!$S$18:$W$41,5,FALSE))","v":0.30300399777640191},{"$f":"IF($C295=\"S\",VLOOKUP($D295,'DER Output'!$S$18:$W$41,4,FALSE),VLOOKUP($D295,'DER Output'!$S$18:$W$41,5,FALSE))","v":0.30300399777640191},{"$f":"IF($C295=\"S\",VLOOKUP($D295,'DER Output'!$S$18:$W$41,4,FALSE),VLOOKUP($D295,'DER Output'!$S$18:$W$41,5,FALSE))","v":0.30300399777640191},{"$f":"IF($C295=\"S\",VLOOKUP($D295,'DER Output'!$S$18:$W$41,4,FALSE),VLOOKUP($D295,'DER Output'!$S$18:$W$41,5,FALSE))","v":0.30300399777640191},{"$f":"IFERROR(IF(OR(C295=\"S\",C295=\"D\"),VLOOKUP(B295,'Seasonal Customer Count'!$B:$I,4,FALSE),IF(C295=\"W\",VLOOKUP(B295,'Seasonal Customer Count'!$B:$P,12,FALSE),\"Check\")),0)","v":2526},{"$f":"IFERROR(IF(OR(C295=\"S\",C295=\"D\"),VLOOKUP(B295,'Seasonal Customer Count'!$B:$P,5,FALSE),IF(C295=\"W\",VLOOKUP(B295,'Seasonal Customer Count'!$B:$P,13,FALSE),\"Check\")),0)","v":189},{"$f":"IFERROR(IF(OR(C295=\"S\",C295=\"D\"),VLOOKUP(B295,'Seasonal Customer Count'!$B:$P,6,FALSE),IF(C295=\"W\",VLOOKUP(B295,'Seasonal Customer Count'!$B:$P,14,FALSE),\"Check\")),0)","v":356},{"$f":"IFERROR(IF(OR(C295=\"S\",C295=\"D\"),VLOOKUP(B295,'Seasonal Customer Count'!$B:$P,7,FALSE),IF(C295=\"W\",VLOOKUP(B295,'Seasonal Customer Count'!$B:$P,15,FALSE),\"Check\")),0)","v":0},{"$f":"IFERROR(IF(OR(C295=\"S\",C295=\"D\"),VLOOKUP(B295,'Seasonal Customer Count'!$B:$P,8,FALSE),IF(C295=\"W\",VLOOKUP(B295,'Seasonal Customer Count'!$B:$P,16,FALSE),\"Check\")),0)","v":40},{"$f":"Summary!$D$8*(K295*'Average Project Size'!$F$6+L295*'Average Project Size'!$F$7+M295*'Average Project Size'!$F$8+N295*'Average Project Size'!$F$10+O295*'Average Project Size'!$F$9)/1000","v":0.20093140265147422},{"$f":"Summary!$D$8*(K295*F295*'Average Project Size'!$F$6+L295*G295*'Average Project Size'!$F$7+M295*H295*'Average Project Size'!$F$8+N295*I295*'Average Project Size'!$F$10+O295*J295*'Average Project Size'!$F$9)/1000","v":6.0883018282216608E-2}]
[null,{"$f":"'Peak Identification'!B294","v":"EAGL T-132"},{"$f":"'Peak Identification'!D294","v":"S"},{"$f":"'Peak Identification'!E294","v":0},{"$f":"VLOOKUP($D296,'DER Output'!$S$17:$X$41,6,FALSE)","v":0},{"$f":"IF($C296=\"S\",VLOOKUP($D296,'DER Output'!$S$18:$W$41,2,FALSE),VLOOKUP($D296,'DER Output'!$S$18:$W$41,3,FALSE))","v":5.9141103405834004E-4},{"$f":"IF($C296=\"S\",VLOOKUP($D296,'DER Output'!$S$18:$W$41,4,FALSE),VLOOKUP($D296,'DER Output'!$S$18:$W$41,5,FALSE))","v":5.9141103405834004E-4},{"$f":"IF($C296=\"S\",VLOOKUP($D296,'DER Output'!$S$18:$W$41,4,FALSE),VLOOKUP($D296,'DER Output'!$S$18:$W$41,5,FALSE))","v":5.9141103405834004E-4},{"$f":"IF($C296=\"S\",VLOOKUP($D296,'DER Output'!$S$18:$W$41,4,FALSE),VLOOKUP($D296,'DER Output'!$S$18:$W$41,5,FALSE))","v":5.9141103405834004E-4},{"$f":"IF($C296=\"S\",VLOOKUP($D296,'DER Output'!$S$18:$W$41,4,FALSE),VLOOKUP($D296,'DER Output'!$S$18:$W$41,5,FALSE))","v":5.9141103405834004E-4},{"$f":"IFERROR(IF(OR(C296=\"S\",C296=\"D\"),VLOOKUP(B296,'Seasonal Customer Count'!$B:$I,4,FALSE),IF(C296=\"W\",VLOOKUP(B296,'Seasonal Customer Count'!$B:$P,12,FALSE),\"Check\")),0)","v":3330},{"$f":"IFERROR(IF(OR(C296=\"S\",C296=\"D\"),VLOOKUP(B296,'Seasonal Customer Count'!$B:$P,5,FALSE),IF(C296=\"W\",VLOOKUP(B296,'Seasonal Customer Count'!$B:$P,13,FALSE),\"Check\")),0)","v":104},{"$f":"IFERROR(IF(OR(C296=\"S\",C296=\"D\"),VLOOKUP(B296,'Seasonal Customer Count'!$B:$P,6,FALSE),IF(C296=\"W\",VLOOKUP(B296,'Seasonal Customer Count'!$B:$P,14,FALSE),\"Check\")),0)","v":112},{"$f":"IFERROR(IF(OR(C296=\"S\",C296=\"D\"),VLOOKUP(B296,'Seasonal Customer Count'!$B:$P,7,FALSE),IF(C296=\"W\",VLOOKUP(B296,'Seasonal Customer Count'!$B:$P,15,FALSE),\"Check\")),0)","v":1},{"$f":"IFERROR(IF(OR(C296=\"S\",C296=\"D\"),VLOOKUP(B296,'Seasonal Customer Count'!$B:$P,8,FALSE),IF(C296=\"W\",VLOOKUP(B296,'Seasonal Customer Count'!$B:$P,16,FALSE),\"Check\")),0)","v":22},{"$f":"Summary!$D$8*(K296*'Average Project Size'!$F$6+L296*'Average Project Size'!$F$7+M296*'Average Project Size'!$F$8+N296*'Average Project Size'!$F$10+O296*'Average Project Size'!$F$9)/1000","v":0.17617704484917363},{"$f":"Summary!$D$8*(K296*F296*'Average Project Size'!$F$6+L296*G296*'Average Project Size'!$F$7+M296*H296*'Average Project Size'!$F$8+N296*I296*'Average Project Size'!$F$10+O296*J296*'Average Project Size'!$F$9)/1000","v":1.0419304827159234E-4}]
[null,{"$f":"'Peak Identification'!B295","v":"EDEN41"},{"$f":"'Peak Identification'!D295","v":"S"},{"$f":"'Peak Identification'!E295","v":12},{"$f":"VLOOKUP($D297,'DER Output'!$S$17:$X$41,6,FALSE)","v":0},{"$f":"IF($C297=\"S\",VLOOKUP($D297,'DER Output'!$S$18:$W$41,2,FALSE),VLOOKUP($D297,'DER Output'!$S$18:$W$41,3,FALSE))","v":0.68105753758026133},{"$f":"IF($C297=\"S\",VLOOKUP($D297,'DER Output'!$S$18:$W$41,4,FALSE),VLOOKUP($D297,'DER Output'!$S$18:$W$41,5,FALSE))","v":0.68105753758026133},{"$f":"IF($C297=\"S\",VLOOKUP($D297,'DER Output'!$S$18:$W$41,4,FALSE),VLOOKUP($D297,'DER Output'!$S$18:$W$41,5,FALSE))","v":0.68105753758026133},{"$f":"IF($C297=\"S\",VLOOKUP($D297,'DER Output'!$S$18:$W$41,4,FALSE),VLOOKUP($D297,'DER Output'!$S$18:$W$41,5,FALSE))","v":0.68105753758026133},{"$f":"IF($C297=\"S\",VLOOKUP($D297,'DER Output'!$S$18:$W$41,4,FALSE),VLOOKUP($D297,'DER Output'!$S$18:$W$41,5,FALSE))","v":0.68105753758026133},{"$f":"IFERROR(IF(OR(C297=\"S\",C297=\"D\"),VLOOKUP(B297,'Seasonal Customer Count'!$B:$I,4,FALSE),IF(C297=\"W\",VLOOKUP(B297,'Seasonal Customer Count'!$B:$P,12,FALSE),\"Check\")),0)","v":373},{"$f":"IFERROR(IF(OR(C297=\"S\",C297=\"D\"),VLOOKUP(B297,'Seasonal Customer Count'!$B:$P,5,FALSE),IF(C297=\"W\",VLOOKUP(B297,'Seasonal Customer Count'!$B:$P,13,FALSE),\"Check\")),0)","v":59},{"$f":"IFERROR(IF(OR(C297=\"S\",C297=\"D\"),VLOOKUP(B297,'Seasonal Customer Count'!$B:$P,6,FALSE),IF(C297=\"W\",VLOOKUP(B297,'Seasonal Customer Count'!$B:$P,14,FALSE),\"Check\")),0)","v":49},{"$f":"IFERROR(IF(OR(C297=\"S\",C297=\"D\"),VLOOKUP(B297,'Seasonal Customer Count'!$B:$P,7,FALSE),IF(C297=\"W\",VLOOKUP(B297,'Seasonal Customer Count'!$B:$P,15,FALSE),\"Check\")),0)","v":0},{"$f":"IFERROR(IF(OR(C297=\"S\",C297=\"D\"),VLOOKUP(B297,'Seasonal Customer Count'!$B:$P,8,FALSE),IF(C297=\"W\",VLOOKUP(B297,'Seasonal Customer Count'!$B:$P,16,FALSE),\"Check\")),0)","v":231},{"$f":"Summary!$D$8*(K297*'Average Project Size'!$F$6+L297*'Average Project Size'!$F$7+M297*'Average Project Size'!$F$8+N297*'Average Project Size'!$F$10+O297*'Average Project Size'!$F$9)/1000","v":0.17450304433898051},{"$f":"Summary!$D$8*(K297*F297*'Average Project Size'!$F$6+L297*G297*'Average Project Size'!$F$7+M297*H297*'Average Project Size'!$F$8+N297*I297*'Average Project Size'!$F$10+O297*J297*'Average Project Size'!$F$9)/1000","v":0.11884661367776524}]
[null,{"$f":"'Peak Identification'!B296","v":"EDEN42"},{"$f":"'Peak Identification'!D296","v":"S"},{"$f":"'Peak Identification'!E296","v":19},{"$f":"VLOOKUP($D298,'DER Output'!$S$17:$X$41,6,FALSE)","v":0.11066797934994306},{"$f":"IF($C298=\"S\",VLOOKUP($D298,'DER Output'!$S$18:$W$41,2,FALSE),VLOOKUP($D298,'DER Output'!$S$18:$W$41,3,FALSE))","v":7.5840560103576066E-2},{"$f":"IF($C298=\"S\",VLOOKUP($D298,'DER Output'!$S$18:$W$41,4,FALSE),VLOOKUP($D298,'DER Output'!$S$18:$W$41,5,FALSE))","v":7.5840560103576066E-2},{"$f":"IF($C298=\"S\",VLOOKUP($D298,'DER Output'!$S$18:$W$41,4,FALSE),VLOOKUP($D298,'DER Output'!$S$18:$W$41,5,FALSE))","v":7.5840560103576066E-2},{"$f":"IF($C298=\"S\",VLOOKUP($D298,'DER Output'!$S$18:$W$41,4,FALSE),VLOOKUP($D298,'DER Output'!$S$18:$W$41,5,FALSE))","v":7.5840560103576066E-2},{"$f":"IF($C298=\"S\",VLOOKUP($D298,'DER Output'!$S$18:$W$41,4,FALSE),VLOOKUP($D298,'DER Output'!$S$18:$W$41,5,FALSE))","v":7.5840560103576066E-2},{"$f":"IFERROR(IF(OR(C298=\"S\",C298=\"D\"),VLOOKUP(B298,'Seasonal Customer Count'!$B:$I,4,FALSE),IF(C298=\"W\",VLOOKUP(B298,'Seasonal Customer Count'!$B:$P,12,FALSE),\"Check\")),0)","v":840},{"$f":"IFERROR(IF(OR(C298=\"S\",C298=\"D\"),VLOOKUP(B298,'Seasonal Customer Count'!$B:$P,5,FALSE),IF(C298=\"W\",VLOOKUP(B298,'Seasonal Customer Count'!$B:$P,13,FALSE),\"Check\")),0)","v":101},{"$f":"IFERROR(IF(OR(C298=\"S\",C298=\"D\"),VLOOKUP(B298,'Seasonal Customer Count'!$B:$P,6,FALSE),IF(C298=\"W\",VLOOKUP(B298,'Seasonal Customer Count'!$B:$P,14,FALSE),\"Check\")),0)","v":88},{"$f":"IFERROR(IF(OR(C298=\"S\",C298=\"D\"),VLOOKUP(B298,'Seasonal Customer Count'!$B:$P,7,FALSE),IF(C298=\"W\",VLOOKUP(B298,'Seasonal Customer Count'!$B:$P,15,FALSE),\"Check\")),0)","v":0},{"$f":"IFERROR(IF(OR(C298=\"S\",C298=\"D\"),VLOOKUP(B298,'Seasonal Customer Count'!$B:$P,8,FALSE),IF(C298=\"W\",VLOOKUP(B298,'Seasonal Customer Count'!$B:$P,16,FALSE),\"Check\")),0)","v":305},{"$f":"Summary!$D$8*(K298*'Average Project Size'!$F$6+L298*'Average Project Size'!$F$7+M298*'Average Project Size'!$F$8+N298*'Average Project Size'!$F$10+O298*'Average Project Size'!$F$9)/1000","v":0.24991909342586491},{"$f":"Summary!$D$8*(K298*F298*'Average Project Size'!$F$6+L298*G298*'Average Project Size'!$F$7+M298*H298*'Average Project Size'!$F$8+N298*I298*'Average Project Size'!$F$10+O298*J298*'Average Project Size'!$F$9)/1000","v":1.8954004025995553E-2}]
[null,{"$f":"'Peak Identification'!B297","v":"EDEN43"},{"$f":"'Peak Identification'!D297","v":"S"},{"$f":"'Peak Identification'!E297","v":21},{"$f":"VLOOKUP($D299,'DER Output'!$S$17:$X$41,6,FALSE)","v":0},{"$f":"IF($C299=\"S\",VLOOKUP($D299,'DER Output'!$S$18:$W$41,2,FALSE),VLOOKUP($D299,'DER Output'!$S$18:$W$41,3,FALSE))","v":9.5068228432060471E-4},{"$f":"IF($C299=\"S\",VLOOKUP($D299,'DER Output'!$S$18:$W$41,4,FALSE),VLOOKUP($D299,'DER Output'!$S$18:$W$41,5,FALSE))","v":9.5068228432060471E-4},{"$f":"IF($C299=\"S\",VLOOKUP($D299,'DER Output'!$S$18:$W$41,4,FALSE),VLOOKUP($D299,'DER Output'!$S$18:$W$41,5,FALSE))","v":9.5068228432060471E-4},{"$f":"IF($C299=\"S\",VLOOKUP($D299,'DER Output'!$S$18:$W$41,4,FALSE),VLOOKUP($D299,'DER Output'!$S$18:$W$41,5,FALSE))","v":9.5068228432060471E-4},{"$f":"IF($C299=\"S\",VLOOKUP($D299,'DER Output'!$S$18:$W$41,4,FALSE),VLOOKUP($D299,'DER Output'!$S$18:$W$41,5,FALSE))","v":9.5068228432060471E-4},{"$f":"IFERROR(IF(OR(C299=\"S\",C299=\"D\"),VLOOKUP(B299,'Seasonal Customer Count'!$B:$I,4,FALSE),IF(C299=\"W\",VLOOKUP(B299,'Seasonal Customer Count'!$B:$P,12,FALSE),\"Check\")),0)","v":442},{"$f":"IFERROR(IF(OR(C299=\"S\",C299=\"D\"),VLOOKUP(B299,'Seasonal Customer Count'!$B:$P,5,FALSE),IF(C299=\"W\",VLOOKUP(B299,'Seasonal Customer Count'!$B:$P,13,FALSE),\"Check\")),0)","v":61},{"$f":"IFERROR(IF(OR(C299=\"S\",C299=\"D\"),VLOOKUP(B299,'Seasonal Customer Count'!$B:$P,6,FALSE),IF(C299=\"W\",VLOOKUP(B299,'Seasonal Customer Count'!$B:$P,14,FALSE),\"Check\")),0)","v":69},{"$f":"IFERROR(IF(OR(C299=\"S\",C299=\"D\"),VLOOKUP(B299,'Seasonal Customer Count'!$B:$P,7,FALSE),IF(C299=\"W\",VLOOKUP(B299,'Seasonal Customer Count'!$B:$P,15,FALSE),\"Check\")),0)","v":1},{"$f":"IFERROR(IF(OR(C299=\"S\",C299=\"D\"),VLOOKUP(B299,'Seasonal Customer Count'!$B:$P,8,FALSE),IF(C299=\"W\",VLOOKUP(B299,'Seasonal Customer Count'!$B:$P,16,FALSE),\"Check\")),0)","v":152},{"$f":"Summary!$D$8*(K299*'Average Project Size'!$F$6+L299*'Average Project Size'!$F$7+M299*'Average Project Size'!$F$8+N299*'Average Project Size'!$F$10+O299*'Average Project Size'!$F$9)/1000","v":0.13352119321900124},{"$f":"Summary!$D$8*(K299*F299*'Average Project Size'!$F$6+L299*G299*'Average Project Size'!$F$7+M299*H299*'Average Project Size'!$F$8+N299*I299*'Average Project Size'!$F$10+O299*J299*'Average Project Size'!$F$9)/1000","v":1.2693623297465296E-4}]
[null,{"$f":"'Peak Identification'!B298","v":"EDEN T-131"},{"$f":"'Peak Identification'!D298","v":"S"},{"$f":"'Peak Identification'!E298","v":21},{"$f":"VLOOKUP($D300,'DER Output'!$S$17:$X$41,6,FALSE)","v":0},{"$f":"IF($C300=\"S\",VLOOKUP($D300,'DER Output'!$S$18:$W$41,2,FALSE),VLOOKUP($D300,'DER Output'!$S$18:$W$41,3,FALSE))","v":9.5068228432060471E-4},{"$f":"IF($C300=\"S\",VLOOKUP($D300,'DER Output'!$S$18:$W$41,4,FALSE),VLOOKUP($D300,'DER Output'!$S$18:$W$41,5,FALSE))","v":9.5068228432060471E-4},{"$f":"IF($C300=\"S\",VLOOKUP($D300,'DER Output'!$S$18:$W$41,4,FALSE),VLOOKUP($D300,'DER Output'!$S$18:$W$41,5,FALSE))","v":9.5068228432060471E-4},{"$f":"IF($C300=\"S\",VLOOKUP($D300,'DER Output'!$S$18:$W$41,4,FALSE),VLOOKUP($D300,'DER Output'!$S$18:$W$41,5,FALSE))","v":9.5068228432060471E-4},{"$f":"IF($C300=\"S\",VLOOKUP($D300,'DER Output'!$S$18:$W$41,4,FALSE),VLOOKUP($D300,'DER Output'!$S$18:$W$41,5,FALSE))","v":9.5068228432060471E-4},{"$f":"IFERROR(IF(OR(C300=\"S\",C300=\"D\"),VLOOKUP(B300,'Seasonal Customer Count'!$B:$I,4,FALSE),IF(C300=\"W\",VLOOKUP(B300,'Seasonal Customer Count'!$B:$P,12,FALSE),\"Check\")),0)","v":0},{"$f":"IFERROR(IF(OR(C300=\"S\",C300=\"D\"),VLOOKUP(B300,'Seasonal Customer Count'!$B:$P,5,FALSE),IF(C300=\"W\",VLOOKUP(B300,'Seasonal Customer Count'!$B:$P,13,FALSE),\"Check\")),0)","v":0},{"$f":"IFERROR(IF(OR(C300=\"S\",C300=\"D\"),VLOOKUP(B300,'Seasonal Customer Count'!$B:$P,6,FALSE),IF(C300=\"W\",VLOOKUP(B300,'Seasonal Customer Count'!$B:$P,14,FALSE),\"Check\")),0)","v":0},{"$f":"IFERROR(IF(OR(C300=\"S\",C300=\"D\"),VLOOKUP(B300,'Seasonal Customer Count'!$B:$P,7,FALSE),IF(C300=\"W\",VLOOKUP(B300,'Seasonal Customer Count'!$B:$P,15,FALSE),\"Check\")),0)","v":0},{"$f":"IFERROR(IF(OR(C300=\"S\",C300=\"D\"),VLOOKUP(B300,'Seasonal Customer Count'!$B:$P,8,FALSE),IF(C300=\"W\",VLOOKUP(B300,'Seasonal Customer Count'!$B:$P,16,FALSE),\"Check\")),0)","v":0},{"$f":"Summary!$D$8*(K300*'Average Project Size'!$F$6+L300*'Average Project Size'!$F$7+M300*'Average Project Size'!$F$8+N300*'Average Project Size'!$F$10+O300*'Average Project Size'!$F$9)/1000","v":0},{"$f":"Summary!$D$8*(K300*F300*'Average Project Size'!$F$6+L300*G300*'Average Project Size'!$F$7+M300*H300*'Average Project Size'!$F$8+N300*I300*'Average Project Size'!$F$10+O300*J300*'Average Project Size'!$F$9)/1000","v":0}]
[null,{"$f":"'Peak Identification'!B299","v":"EDEN T-132"},{"$f":"'Peak Identification'!D299","v":"S"},{"$f":"'Peak Identification'!E299","v":19},{"$f":"VLOOKUP($D301,'DER Output'!$S$17:$X$41,6,FALSE)","v":0.11066797934994306},{"$f":"IF($C301=\"S\",VLOOKUP($D301,'DER Output'!$S$18:$W$41,2,FALSE),VLOOKUP($D301,'DER Output'!$S$18:$W$41,3,FALSE))","v":7.5840560103576066E-2},{"$f":"IF($C301=\"S\",VLOOKUP($D301,'DER Output'!$S$18:$W$41,4,FALSE),VLOOKUP($D301,'DER Output'!$S$18:$W$41,5,FALSE))","v":7.5840560103576066E-2},{"$f":"IF($C301=\"S\",VLOOKUP($D301,'DER Output'!$S$18:$W$41,4,FALSE),VLOOKUP($D301,'DER Output'!$S$18:$W$41,5,FALSE))","v":7.5840560103576066E-2},{"$f":"IF($C301=\"S\",VLOOKUP($D301,'DER Output'!$S$18:$W$41,4,FALSE),VLOOKUP($D301,'DER Output'!$S$18:$W$41,5,FALSE))","v":7.5840560103576066E-2},{"$f":"IF($C301=\"S\",VLOOKUP($D301,'DER Output'!$S$18:$W$41,4,FALSE),VLOOKUP($D301,'DER Output'!$S$18:$W$41,5,FALSE))","v":7.5840560103576066E-2},{"$f":"IFERROR(IF(OR(C301=\"S\",C301=\"D\"),VLOOKUP(B301,'Seasonal Customer Count'!$B:$I,4,FALSE),IF(C301=\"W\",VLOOKUP(B301,'Seasonal Customer Count'!$B:$P,12,FALSE),\"Check\")),0)","v":1655},{"$f":"IFERROR(IF(OR(C301=\"S\",C301=\"D\"),VLOOKUP(B301,'Seasonal Customer Count'!$B:$P,5,FALSE),IF(C301=\"W\",VLOOKUP(B301,'Seasonal Customer Count'!$B:$P,13,FALSE),\"Check\")),0)","v":221},{"$f":"IFERROR(IF(OR(C301=\"S\",C301=\"D\"),VLOOKUP(B301,'Seasonal Customer Count'!$B:$P,6,FALSE),IF(C301=\"W\",VLOOKUP(B301,'Seasonal Customer Count'!$B:$P,14,FALSE),\"Check\")),0)","v":206},{"$f":"IFERROR(IF(OR(C301=\"S\",C301=\"D\"),VLOOKUP(B301,'Seasonal Customer Count'!$B:$P,7,FALSE),IF(C301=\"W\",VLOOKUP(B301,'Seasonal Customer Count'!$B:$P,15,FALSE),\"Check\")),0)","v":1},{"$f":"IFERROR(IF(OR(C301=\"S\",C301=\"D\"),VLOOKUP(B301,'Seasonal Customer Count'!$B:$P,8,FALSE),IF(C301=\"W\",VLOOKUP(B301,'Seasonal Customer Count'!$B:$P,16,FALSE),\"Check\")),0)","v":688},{"$f":"Summary!$D$8*(K301*'Average Project Size'!$F$6+L301*'Average Project Size'!$F$7+M301*'Average Project Size'!$F$8+N301*'Average Project Size'!$F$10+O301*'Average Project Size'!$F$9)/1000","v":0.55794333098384674},{"$f":"Summary!$D$8*(K301*F301*'Average Project Size'!$F$6+L301*G301*'Average Project Size'!$F$7+M301*H301*'Average Project Size'!$F$8+N301*I301*'Average Project Size'!$F$10+O301*J301*'Average Project Size'!$F$9)/1000","v":4.2314734727869854E-2}]
[null,{"$f":"'Peak Identification'!B300","v":"EKHN11"},{"$f":"'Peak Identification'!D300","v":"W"},{"$f":"'Peak Identification'!E300","v":18},{"$f":"VLOOKUP($D302,'DER Output'!$S$17:$X$41,6,FALSE)","v":0.16032398020038169},{"$f":"IF($C302=\"S\",VLOOKUP($D302,'DER Output'!$S$18:$W$41,2,FALSE),VLOOKUP($D302,'DER Output'!$S$18:$W$41,3,FALSE))","v":5.535976984247182E-4},{"$f":"IF($C302=\"S\",VLOOKUP($D302,'DER Output'!$S$18:$W$41,4,FALSE),VLOOKUP($D302,'DER Output'!$S$18:$W$41,5,FALSE))","v":5.535976984247182E-4},{"$f":"IF($C302=\"S\",VLOOKUP($D302,'DER Output'!$S$18:$W$41,4,FALSE),VLOOKUP($D302,'DER Output'!$S$18:$W$41,5,FALSE))","v":5.535976984247182E-4},{"$f":"IF($C302=\"S\",VLOOKUP($D302,'DER Output'!$S$18:$W$41,4,FALSE),VLOOKUP($D302,'DER Output'!$S$18:$W$41,5,FALSE))","v":5.535976984247182E-4},{"$f":"IF($C302=\"S\",VLOOKUP($D302,'DER Output'!$S$18:$W$41,4,FALSE),VLOOKUP($D302,'DER Output'!$S$18:$W$41,5,FALSE))","v":5.535976984247182E-4},{"$f":"IFERROR(IF(OR(C302=\"S\",C302=\"D\"),VLOOKUP(B302,'Seasonal Customer Count'!$B:$I,4,FALSE),IF(C302=\"W\",VLOOKUP(B302,'Seasonal Customer Count'!$B:$P,12,FALSE),\"Check\")),0)","v":57},{"$f":"IFERROR(IF(OR(C302=\"S\",C302=\"D\"),VLOOKUP(B302,'Seasonal Customer Count'!$B:$P,5,FALSE),IF(C302=\"W\",VLOOKUP(B302,'Seasonal Customer Count'!$B:$P,13,FALSE),\"Check\")),0)","v":119},{"$f":"IFERROR(IF(OR(C302=\"S\",C302=\"D\"),VLOOKUP(B302,'Seasonal Customer Count'!$B:$P,6,FALSE),IF(C302=\"W\",VLOOKUP(B302,'Seasonal Customer Count'!$B:$P,14,FALSE),\"Check\")),0)","v":0},{"$f":"IFERROR(IF(OR(C302=\"S\",C302=\"D\"),VLOOKUP(B302,'Seasonal Customer Count'!$B:$P,7,FALSE),IF(C302=\"W\",VLOOKUP(B302,'Seasonal Customer Count'!$B:$P,15,FALSE),\"Check\")),0)","v":0},{"$f":"IFERROR(IF(OR(C302=\"S\",C302=\"D\"),VLOOKUP(B302,'Seasonal Customer Count'!$B:$P,8,FALSE),IF(C302=\"W\",VLOOKUP(B302,'Seasonal Customer Count'!$B:$P,16,FALSE),\"Check\")),0)","v":0},{"$f":"Summary!$D$8*(K302*'Average Project Size'!$F$6+L302*'Average Project Size'!$F$7+M302*'Average Project Size'!$F$8+N302*'Average Project Size'!$F$10+O302*'Average Project Size'!$F$9)/1000","v":1.0993870469435035E-2},{"$f":"Summary!$D$8*(K302*F302*'Average Project Size'!$F$6+L302*G302*'Average Project Size'!$F$7+M302*H302*'Average Project Size'!$F$8+N302*I302*'Average Project Size'!$F$10+O302*J302*'Average Project Size'!$F$9)/1000","v":6.0861813886587131E-6}]
[null,{"$f":"'Peak Identification'!B301","v":"EKHN12"},{"$f":"'Peak Identification'!D301","v":"W"},{"$f":"'Peak Identification'!E301","v":9},{"$f":"VLOOKUP($D303,'DER Output'!$S$17:$X$41,6,FALSE)","v":0},{"$f":"IF($C303=\"S\",VLOOKUP($D303,'DER Output'!$S$18:$W$41,2,FALSE),VLOOKUP($D303,'DER Output'!$S$18:$W$41,3,FALSE))","v":9.9257193152337234E-2},{"$f":"IF($C303=\"S\",VLOOKUP($D303,'DER Output'!$S$18:$W$41,4,FALSE),VLOOKUP($D303,'DER Output'!$S$18:$W$41,5,FALSE))","v":9.9257193152337234E-2},{"$f":"IF($C303=\"S\",VLOOKUP($D303,'DER Output'!$S$18:$W$41,4,FALSE),VLOOKUP($D303,'DER Output'!$S$18:$W$41,5,FALSE))","v":9.9257193152337234E-2},{"$f":"IF($C303=\"S\",VLOOKUP($D303,'DER Output'!$S$18:$W$41,4,FALSE),VLOOKUP($D303,'DER Output'!$S$18:$W$41,5,FALSE))","v":9.9257193152337234E-2},{"$f":"IF($C303=\"S\",VLOOKUP($D303,'DER Output'!$S$18:$W$41,4,FALSE),VLOOKUP($D303,'DER Output'!$S$18:$W$41,5,FALSE))","v":9.9257193152337234E-2},{"$f":"IFERROR(IF(OR(C303=\"S\",C303=\"D\"),VLOOKUP(B303,'Seasonal Customer Count'!$B:$I,4,FALSE),IF(C303=\"W\",VLOOKUP(B303,'Seasonal Customer Count'!$B:$P,12,FALSE),\"Check\")),0)","v":53},{"$f":"IFERROR(IF(OR(C303=\"S\",C303=\"D\"),VLOOKUP(B303,'Seasonal Customer Count'!$B:$P,5,FALSE),IF(C303=\"W\",VLOOKUP(B303,'Seasonal Customer Count'!$B:$P,13,FALSE),\"Check\")),0)","v":65},{"$f":"IFERROR(IF(OR(C303=\"S\",C303=\"D\"),VLOOKUP(B303,'Seasonal Customer Count'!$B:$P,6,FALSE),IF(C303=\"W\",VLOOKUP(B303,'Seasonal Customer Count'!$B:$P,14,FALSE),\"Check\")),0)","v":0},{"$f":"IFERROR(IF(OR(C303=\"S\",C303=\"D\"),VLOOKUP(B303,'Seasonal Customer Count'!$B:$P,7,FALSE),IF(C303=\"W\",VLOOKUP(B303,'Seasonal Customer Count'!$B:$P,15,FALSE),\"Check\")),0)","v":4},{"$f":"IFERROR(IF(OR(C303=\"S\",C303=\"D\"),VLOOKUP(B303,'Seasonal Customer Count'!$B:$P,8,FALSE),IF(C303=\"W\",VLOOKUP(B303,'Seasonal Customer Count'!$B:$P,16,FALSE),\"Check\")),0)","v":0},{"$f":"Summary!$D$8*(K303*'Average Project Size'!$F$6+L303*'Average Project Size'!$F$7+M303*'Average Project Size'!$F$8+N303*'Average Project Size'!$F$10+O303*'Average Project Size'!$F$9)/1000","v":1.8616197567288377E-2},{"$f":"Summary!$D$8*(K303*F303*'Average Project Size'!$F$6+L303*G303*'Average Project Size'!$F$7+M303*H303*'Average Project Size'!$F$8+N303*I303*'Average Project Size'!$F$10+O303*J303*'Average Project Size'!$F$9)/1000","v":1.8477915176984131E-3}]
[null,{"$f":"'Peak Identification'!B302","v":"EKHN T-131"},{"$f":"'Peak Identification'!D302","v":"W"},{"$f":"'Peak Identification'!E302","v":9},{"$f":"VLOOKUP($D304,'DER Output'!$S$17:$X$41,6,FALSE)","v":0},{"$f":"IF($C304=\"S\",VLOOKUP($D304,'DER Output'!$S$18:$W$41,2,FALSE),VLOOKUP($D304,'DER Output'!$S$18:$W$41,3,FALSE))","v":9.9257193152337234E-2},{"$f":"IF($C304=\"S\",VLOOKUP($D304,'DER Output'!$S$18:$W$41,4,FALSE),VLOOKUP($D304,'DER Output'!$S$18:$W$41,5,FALSE))","v":9.9257193152337234E-2},{"$f":"IF($C304=\"S\",VLOOKUP($D304,'DER Output'!$S$18:$W$41,4,FALSE),VLOOKUP($D304,'DER Output'!$S$18:$W$41,5,FALSE))","v":9.9257193152337234E-2},{"$f":"IF($C304=\"S\",VLOOKUP($D304,'DER Output'!$S$18:$W$41,4,FALSE),VLOOKUP($D304,'DER Output'!$S$18:$W$41,5,FALSE))","v":9.9257193152337234E-2},{"$f":"IF($C304=\"S\",VLOOKUP($D304,'DER Output'!$S$18:$W$41,4,FALSE),VLOOKUP($D304,'DER Output'!$S$18:$W$41,5,FALSE))","v":9.9257193152337234E-2},{"$f":"IFERROR(IF(OR(C304=\"S\",C304=\"D\"),VLOOKUP(B304,'Seasonal Customer Count'!$B:$I,4,FALSE),IF(C304=\"W\",VLOOKUP(B304,'Seasonal Customer Count'!$B:$P,12,FALSE),\"Check\")),0)","v":79},{"$f":"IFERROR(IF(OR(C304=\"S\",C304=\"D\"),VLOOKUP(B304,'Seasonal Customer Count'!$B:$P,5,FALSE),IF(C304=\"W\",VLOOKUP(B304,'Seasonal Customer Count'!$B:$P,13,FALSE),\"Check\")),0)","v":199},{"$f":"IFERROR(IF(OR(C304=\"S\",C304=\"D\"),VLOOKUP(B304,'Seasonal Customer Count'!$B:$P,6,FALSE),IF(C304=\"W\",VLOOKUP(B304,'Seasonal Customer Count'!$B:$P,14,FALSE),\"Check\")),0)","v":0},{"$f":"IFERROR(IF(OR(C304=\"S\",C304=\"D\"),VLOOKUP(B304,'Seasonal Customer Count'!$B:$P,7,FALSE),IF(C304=\"W\",VLOOKUP(B304,'Seasonal Customer Count'!$B:$P,15,FALSE),\"Check\")),0)","v":0},{"$f":"IFERROR(IF(OR(C304=\"S\",C304=\"D\"),VLOOKUP(B304,'Seasonal Customer Count'!$B:$P,8,FALSE),IF(C304=\"W\",VLOOKUP(B304,'Seasonal Customer Count'!$B:$P,16,FALSE),\"Check\")),0)","v":0},{"$f":"Summary!$D$8*(K304*'Average Project Size'!$F$6+L304*'Average Project Size'!$F$7+M304*'Average Project Size'!$F$8+N304*'Average Project Size'!$F$10+O304*'Average Project Size'!$F$9)/1000","v":1.7736057237655749E-2},{"$f":"Summary!$D$8*(K304*F304*'Average Project Size'!$F$6+L304*G304*'Average Project Size'!$F$7+M304*H304*'Average Project Size'!$F$8+N304*I304*'Average Project Size'!$F$10+O304*J304*'Average Project Size'!$F$9)/1000","v":1.7604312589989055E-3}]
[null,{"$f":"'Peak Identification'!B303","v":"EKHN T-132"},{"$f":"'Peak Identification'!D303","v":"W"},{"$f":"'Peak Identification'!E303","v":18},{"$f":"VLOOKUP($D305,'DER Output'!$S$17:$X$41,6,FALSE)","v":0.16032398020038169},{"$f":"IF($C305=\"S\",VLOOKUP($D305,'DER Output'!$S$18:$W$41,2,FALSE),VLOOKUP($D305,'DER Output'!$S$18:$W$41,3,FALSE))","v":5.535976984247182E-4},{"$f":"IF($C305=\"S\",VLOOKUP($D305,'DER Output'!$S$18:$W$41,4,FALSE),VLOOKUP($D305,'DER Output'!$S$18:$W$41,5,FALSE))","v":5.535976984247182E-4},{"$f":"IF($C305=\"S\",VLOOKUP($D305,'DER Output'!$S$18:$W$41,4,FALSE),VLOOKUP($D305,'DER Output'!$S$18:$W$41,5,FALSE))","v":5.535976984247182E-4},{"$f":"IF($C305=\"S\",VLOOKUP($D305,'DER Output'!$S$18:$W$41,4,FALSE),VLOOKUP($D305,'DER Output'!$S$18:$W$41,5,FALSE))","v":5.535976984247182E-4},{"$f":"IF($C305=\"S\",VLOOKUP($D305,'DER Output'!$S$18:$W$41,4,FALSE),VLOOKUP($D305,'DER Output'!$S$18:$W$41,5,FALSE))","v":5.535976984247182E-4},{"$f":"IFERROR(IF(OR(C305=\"S\",C305=\"D\"),VLOOKUP(B305,'Seasonal Customer Count'!$B:$I,4,FALSE),IF(C305=\"W\",VLOOKUP(B305,'Seasonal Customer Count'!$B:$P,12,FALSE),\"Check\")),0)","v":199},{"$f":"IFERROR(IF(OR(C305=\"S\",C305=\"D\"),VLOOKUP(B305,'Seasonal Customer Count'!$B:$P,5,FALSE),IF(C305=\"W\",VLOOKUP(B305,'Seasonal Customer Count'!$B:$P,13,FALSE),\"Check\")),0)","v":115},{"$f":"IFERROR(IF(OR(C305=\"S\",C305=\"D\"),VLOOKUP(B305,'Seasonal Customer Count'!$B:$P,6,FALSE),IF(C305=\"W\",VLOOKUP(B305,'Seasonal Customer Count'!$B:$P,14,FALSE),\"Check\")),0)","v":1},{"$f":"IFERROR(IF(OR(C305=\"S\",C305=\"D\"),VLOOKUP(B305,'Seasonal Customer Count'!$B:$P,7,FALSE),IF(C305=\"W\",VLOOKUP(B305,'Seasonal Customer Count'!$B:$P,15,FALSE),\"Check\")),0)","v":0},{"$f":"IFERROR(IF(OR(C305=\"S\",C305=\"D\"),VLOOKUP(B305,'Seasonal Customer Count'!$B:$P,8,FALSE),IF(C305=\"W\",VLOOKUP(B305,'Seasonal Customer Count'!$B:$P,16,FALSE),\"Check\")),0)","v":0},{"$f":"Summary!$D$8*(K305*'Average Project Size'!$F$6+L305*'Average Project Size'!$F$7+M305*'Average Project Size'!$F$8+N305*'Average Project Size'!$F$10+O305*'Average Project Size'!$F$9)/1000","v":1.6516593865408605E-2},{"$f":"Summary!$D$8*(K305*F305*'Average Project Size'!$F$6+L305*G305*'Average Project Size'!$F$7+M305*H305*'Average Project Size'!$F$8+N305*I305*'Average Project Size'!$F$10+O305*J305*'Average Project Size'!$F$9)/1000","v":9.1435483497060237E-6}]
[null,{"$f":"'Peak Identification'!B304","v":"EKRT41"},{"$f":"'Peak Identification'!D304","v":"W"},{"$f":"'Peak Identification'!E304","v":18},{"$f":"VLOOKUP($D306,'DER Output'!$S$17:$X$41,6,FALSE)","v":0.16032398020038169},{"$f":"IF($C306=\"S\",VLOOKUP($D306,'DER Output'!$S$18:$W$41,2,FALSE),VLOOKUP($D306,'DER Output'!$S$18:$W$41,3,FALSE))","v":5.535976984247182E-4},{"$f":"IF($C306=\"S\",VLOOKUP($D306,'DER Output'!$S$18:$W$41,4,FALSE),VLOOKUP($D306,'DER Output'!$S$18:$W$41,5,FALSE))","v":5.535976984247182E-4},{"$f":"IF($C306=\"S\",VLOOKUP($D306,'DER Output'!$S$18:$W$41,4,FALSE),VLOOKUP($D306,'DER Output'!$S$18:$W$41,5,FALSE))","v":5.535976984247182E-4},{"$f":"IF($C306=\"S\",VLOOKUP($D306,'DER Output'!$S$18:$W$41,4,FALSE),VLOOKUP($D306,'DER Output'!$S$18:$W$41,5,FALSE))","v":5.535976984247182E-4},{"$f":"IF($C306=\"S\",VLOOKUP($D306,'DER Output'!$S$18:$W$41,4,FALSE),VLOOKUP($D306,'DER Output'!$S$18:$W$41,5,FALSE))","v":5.535976984247182E-4},{"$f":"IFERROR(IF(OR(C306=\"S\",C306=\"D\"),VLOOKUP(B306,'Seasonal Customer Count'!$B:$I,4,FALSE),IF(C306=\"W\",VLOOKUP(B306,'Seasonal Customer Count'!$B:$P,12,FALSE),\"Check\")),0)","v":83},{"$f":"IFERROR(IF(OR(C306=\"S\",C306=\"D\"),VLOOKUP(B306,'Seasonal Customer Count'!$B:$P,5,FALSE),IF(C306=\"W\",VLOOKUP(B306,'Seasonal Customer Count'!$B:$P,13,FALSE),\"Check\")),0)","v":71},{"$f":"IFERROR(IF(OR(C306=\"S\",C306=\"D\"),VLOOKUP(B306,'Seasonal Customer Count'!$B:$P,6,FALSE),IF(C306=\"W\",VLOOKUP(B306,'Seasonal Customer Count'!$B:$P,14,FALSE),\"Check\")),0)","v":1},{"$f":"IFERROR(IF(OR(C306=\"S\",C306=\"D\"),VLOOKUP(B306,'Seasonal Customer Count'!$B:$P,7,FALSE),IF(C306=\"W\",VLOOKUP(B306,'Seasonal Customer Count'!$B:$P,15,FALSE),\"Check\")),0)","v":1},{"$f":"IFERROR(IF(OR(C306=\"S\",C306=\"D\"),VLOOKUP(B306,'Seasonal Customer Count'!$B:$P,8,FALSE),IF(C306=\"W\",VLOOKUP(B306,'Seasonal Customer Count'!$B:$P,16,FALSE),\"Check\")),0)","v":0},{"$f":"Summary!$D$8*(K306*'Average Project Size'!$F$6+L306*'Average Project Size'!$F$7+M306*'Average Project Size'!$F$8+N306*'Average Project Size'!$F$10+O306*'Average Project Size'!$F$9)/1000","v":1.1614149374546162E-2},{"$f":"Summary!$D$8*(K306*F306*'Average Project Size'!$F$6+L306*G306*'Average Project Size'!$F$7+M306*H306*'Average Project Size'!$F$8+N306*I306*'Average Project Size'!$F$10+O306*J306*'Average Project Size'!$F$9)/1000","v":6.4295663629096354E-6}]
[null,{"$f":"'Peak Identification'!B305","v":"EKRT42"},{"$f":"'Peak Identification'!D305","v":"S"},{"$f":"'Peak Identification'!E305","v":18},{"$f":"VLOOKUP($D307,'DER Output'!$S$17:$X$41,6,FALSE)","v":0.16032398020038169},{"$f":"IF($C307=\"S\",VLOOKUP($D307,'DER Output'!$S$18:$W$41,2,FALSE),VLOOKUP($D307,'DER Output'!$S$18:$W$41,3,FALSE))","v":0.17224423800777711},{"$f":"IF($C307=\"S\",VLOOKUP($D307,'DER Output'!$S$18:$W$41,4,FALSE),VLOOKUP($D307,'DER Output'!$S$18:$W$41,5,FALSE))","v":0.17224423800777711},{"$f":"IF($C307=\"S\",VLOOKUP($D307,'DER Output'!$S$18:$W$41,4,FALSE),VLOOKUP($D307,'DER Output'!$S$18:$W$41,5,FALSE))","v":0.17224423800777711},{"$f":"IF($C307=\"S\",VLOOKUP($D307,'DER Output'!$S$18:$W$41,4,FALSE),VLOOKUP($D307,'DER Output'!$S$18:$W$41,5,FALSE))","v":0.17224423800777711},{"$f":"IF($C307=\"S\",VLOOKUP($D307,'DER Output'!$S$18:$W$41,4,FALSE),VLOOKUP($D307,'DER Output'!$S$18:$W$41,5,FALSE))","v":0.17224423800777711},{"$f":"IFERROR(IF(OR(C307=\"S\",C307=\"D\"),VLOOKUP(B307,'Seasonal Customer Count'!$B:$I,4,FALSE),IF(C307=\"W\",VLOOKUP(B307,'Seasonal Customer Count'!$B:$P,12,FALSE),\"Check\")),0)","v":2086},{"$f":"IFERROR(IF(OR(C307=\"S\",C307=\"D\"),VLOOKUP(B307,'Seasonal Customer Count'!$B:$P,5,FALSE),IF(C307=\"W\",VLOOKUP(B307,'Seasonal Customer Count'!$B:$P,13,FALSE),\"Check\")),0)","v":46},{"$f":"IFERROR(IF(OR(C307=\"S\",C307=\"D\"),VLOOKUP(B307,'Seasonal Customer Count'!$B:$P,6,FALSE),IF(C307=\"W\",VLOOKUP(B307,'Seasonal Customer Count'!$B:$P,14,FALSE),\"Check\")),0)","v":53},{"$f":"IFERROR(IF(OR(C307=\"S\",C307=\"D\"),VLOOKUP(B307,'Seasonal Customer Count'!$B:$P,7,FALSE),IF(C307=\"W\",VLOOKUP(B307,'Seasonal Customer Count'!$B:$P,15,FALSE),\"Check\")),0)","v":1},{"$f":"IFERROR(IF(OR(C307=\"S\",C307=\"D\"),VLOOKUP(B307,'Seasonal Customer Count'!$B:$P,8,FALSE),IF(C307=\"W\",VLOOKUP(B307,'Seasonal Customer Count'!$B:$P,16,FALSE),\"Check\")),0)","v":1},{"$f":"Summary!$D$8*(K307*'Average Project Size'!$F$6+L307*'Average Project Size'!$F$7+M307*'Average Project Size'!$F$8+N307*'Average Project Size'!$F$10+O307*'Average Project Size'!$F$9)/1000","v":9.8973607858747717E-2},{"$f":"Summary!$D$8*(K307*F307*'Average Project Size'!$F$6+L307*G307*'Average Project Size'!$F$7+M307*H307*'Average Project Size'!$F$8+N307*I307*'Average Project Size'!$F$10+O307*J307*'Average Project Size'!$F$9)/1000","v":1.7047633668510538E-2}]
[null,{"$f":"'Peak Identification'!B306","v":"EKRT T-131"},{"$f":"'Peak Identification'!D306","v":"W"},{"$f":"'Peak Identification'!E306","v":17},{"$f":"VLOOKUP($D308,'DER Output'!$S$17:$X$41,6,FALSE)","v":0.19174838710475617},{"$f":"IF($C308=\"S\",VLOOKUP($D308,'DER Output'!$S$18:$W$41,2,FALSE),VLOOKUP($D308,'DER Output'!$S$18:$W$41,3,FALSE))","v":1.5799980883983985E-2},{"$f":"IF($C308=\"S\",VLOOKUP($D308,'DER Output'!$S$18:$W$41,4,FALSE),VLOOKUP($D308,'DER Output'!$S$18:$W$41,5,FALSE))","v":1.5799980883983985E-2},{"$f":"IF($C308=\"S\",VLOOKUP($D308,'DER Output'!$S$18:$W$41,4,FALSE),VLOOKUP($D308,'DER Output'!$S$18:$W$41,5,FALSE))","v":1.5799980883983985E-2},{"$f":"IF($C308=\"S\",VLOOKUP($D308,'DER Output'!$S$18:$W$41,4,FALSE),VLOOKUP($D308,'DER Output'!$S$18:$W$41,5,FALSE))","v":1.5799980883983985E-2},{"$f":"IF($C308=\"S\",VLOOKUP($D308,'DER Output'!$S$18:$W$41,4,FALSE),VLOOKUP($D308,'DER Output'!$S$18:$W$41,5,FALSE))","v":1.5799980883983985E-2},{"$f":"IFERROR(IF(OR(C308=\"S\",C308=\"D\"),VLOOKUP(B308,'Seasonal Customer Count'!$B:$I,4,FALSE),IF(C308=\"W\",VLOOKUP(B308,'Seasonal Customer Count'!$B:$P,12,FALSE),\"Check\")),0)","v":68},{"$f":"IFERROR(IF(OR(C308=\"S\",C308=\"D\"),VLOOKUP(B308,'Seasonal Customer Count'!$B:$P,5,FALSE),IF(C308=\"W\",VLOOKUP(B308,'Seasonal Customer Count'!$B:$P,13,FALSE),\"Check\")),0)","v":59},{"$f":"IFERROR(IF(OR(C308=\"S\",C308=\"D\"),VLOOKUP(B308,'Seasonal Customer Count'!$B:$P,6,FALSE),IF(C308=\"W\",VLOOKUP(B308,'Seasonal Customer Count'!$B:$P,14,FALSE),\"Check\")),0)","v":1},{"$f":"IFERROR(IF(OR(C308=\"S\",C308=\"D\"),VLOOKUP(B308,'Seasonal Customer Count'!$B:$P,7,FALSE),IF(C308=\"W\",VLOOKUP(B308,'Seasonal Customer Count'!$B:$P,15,FALSE),\"Check\")),0)","v":0},{"$f":"IFERROR(IF(OR(C308=\"S\",C308=\"D\"),VLOOKUP(B308,'Seasonal Customer Count'!$B:$P,8,FALSE),IF(C308=\"W\",VLOOKUP(B308,'Seasonal Customer Count'!$B:$P,16,FALSE),\"Check\")),0)","v":0},{"$f":"Summary!$D$8*(K308*'Average Project Size'!$F$6+L308*'Average Project Size'!$F$7+M308*'Average Project Size'!$F$8+N308*'Average Project Size'!$F$10+O308*'Average Project Size'!$F$9)/1000","v":7.2022659891454637E-3},{"$f":"Summary!$D$8*(K308*F308*'Average Project Size'!$F$6+L308*G308*'Average Project Size'!$F$7+M308*H308*'Average Project Size'!$F$8+N308*I308*'Average Project Size'!$F$10+O308*J308*'Average Project Size'!$F$9)/1000","v":1.1379566494986635E-4}]
[null,{"$f":"'Peak Identification'!B307","v":"ELDR11"},{"$f":"'Peak Identification'!D307","v":"S"},{"$f":"'Peak Identification'!E307","v":18},{"$f":"VLOOKUP($D309,'DER Output'!$S$17:$X$41,6,FALSE)","v":0.16032398020038169},{"$f":"IF($C309=\"S\",VLOOKUP($D309,'DER Output'!$S$18:$W$41,2,FALSE),VLOOKUP($D309,'DER Output'!$S$18:$W$41,3,FALSE))","v":0.17224423800777711},{"$f":"IF($C309=\"S\",VLOOKUP($D309,'DER Output'!$S$18:$W$41,4,FALSE),VLOOKUP($D309,'DER Output'!$S$18:$W$41,5,FALSE))","v":0.17224423800777711},{"$f":"IF($C309=\"S\",VLOOKUP($D309,'DER Output'!$S$18:$W$41,4,FALSE),VLOOKUP($D309,'DER Output'!$S$18:$W$41,5,FALSE))","v":0.17224423800777711},{"$f":"IF($C309=\"S\",VLOOKUP($D309,'DER Output'!$S$18:$W$41,4,FALSE),VLOOKUP($D309,'DER Output'!$S$18:$W$41,5,FALSE))","v":0.17224423800777711},{"$f":"IF($C309=\"S\",VLOOKUP($D309,'DER Output'!$S$18:$W$41,4,FALSE),VLOOKUP($D309,'DER Output'!$S$18:$W$41,5,FALSE))","v":0.17224423800777711},{"$f":"IFERROR(IF(OR(C309=\"S\",C309=\"D\"),VLOOKUP(B309,'Seasonal Customer Count'!$B:$I,4,FALSE),IF(C309=\"W\",VLOOKUP(B309,'Seasonal Customer Count'!$B:$P,12,FALSE),\"Check\")),0)","v":1156},{"$f":"IFERROR(IF(OR(C309=\"S\",C309=\"D\"),VLOOKUP(B309,'Seasonal Customer Count'!$B:$P,5,FALSE),IF(C309=\"W\",VLOOKUP(B309,'Seasonal Customer Count'!$B:$P,13,FALSE),\"Check\")),0)","v":20},{"$f":"IFERROR(IF(OR(C309=\"S\",C309=\"D\"),VLOOKUP(B309,'Seasonal Customer Count'!$B:$P,6,FALSE),IF(C309=\"W\",VLOOKUP(B309,'Seasonal Customer Count'!$B:$P,14,FALSE),\"Check\")),0)","v":35},{"$f":"IFERROR(IF(OR(C309=\"S\",C309=\"D\"),VLOOKUP(B309,'Seasonal Customer Count'!$B:$P,7,FALSE),IF(C309=\"W\",VLOOKUP(B309,'Seasonal Customer Count'!$B:$P,15,FALSE),\"Check\")),0)","v":2},{"$f":"IFERROR(IF(OR(C309=\"S\",C309=\"D\"),VLOOKUP(B309,'Seasonal Customer Count'!$B:$P,8,FALSE),IF(C309=\"W\",VLOOKUP(B309,'Seasonal Customer Count'!$B:$P,16,FALSE),\"Check\")),0)","v":1},{"$f":"Summary!$D$8*(K309*'Average Project Size'!$F$6+L309*'Average Project Size'!$F$7+M309*'Average Project Size'!$F$8+N309*'Average Project Size'!$F$10+O309*'Average Project Size'!$F$9)/1000","v":5.9941350884518831E-2},{"$f":"Summary!$D$8*(K309*F309*'Average Project Size'!$F$6+L309*G309*'Average Project Size'!$F$7+M309*H309*'Average Project Size'!$F$8+N309*I309*'Average Project Size'!$F$10+O309*J309*'Average Project Size'!$F$9)/1000","v":1.0324552308260746E-2}]
[null,{"$f":"'Peak Identification'!B308","v":"ELDR12"},{"$f":"'Peak Identification'!D308","v":"S"},{"$f":"'Peak Identification'!E308","v":16},{"$f":"VLOOKUP($D310,'DER Output'!$S$17:$X$41,6,FALSE)","v":0.22644022312513051},{"$f":"IF($C310=\"S\",VLOOKUP($D310,'DER Output'!$S$18:$W$41,2,FALSE),VLOOKUP($D310,'DER Output'!$S$18:$W$41,3,FALSE))","v":0.44781407722569133},{"$f":"IF($C310=\"S\",VLOOKUP($D310,'DER Output'!$S$18:$W$41,4,FALSE),VLOOKUP($D310,'DER Output'!$S$18:$W$41,5,FALSE))","v":0.44781407722569133},{"$f":"IF($C310=\"S\",VLOOKUP($D310,'DER Output'!$S$18:$W$41,4,FALSE),VLOOKUP($D310,'DER Output'!$S$18:$W$41,5,FALSE))","v":0.44781407722569133},{"$f":"IF($C310=\"S\",VLOOKUP($D310,'DER Output'!$S$18:$W$41,4,FALSE),VLOOKUP($D310,'DER Output'!$S$18:$W$41,5,FALSE))","v":0.44781407722569133},{"$f":"IF($C310=\"S\",VLOOKUP($D310,'DER Output'!$S$18:$W$41,4,FALSE),VLOOKUP($D310,'DER Output'!$S$18:$W$41,5,FALSE))","v":0.44781407722569133},{"$f":"IFERROR(IF(OR(C310=\"S\",C310=\"D\"),VLOOKUP(B310,'Seasonal Customer Count'!$B:$I,4,FALSE),IF(C310=\"W\",VLOOKUP(B310,'Seasonal Customer Count'!$B:$P,12,FALSE),\"Check\")),0)","v":0},{"$f":"IFERROR(IF(OR(C310=\"S\",C310=\"D\"),VLOOKUP(B310,'Seasonal Customer Count'!$B:$P,5,FALSE),IF(C310=\"W\",VLOOKUP(B310,'Seasonal Customer Count'!$B:$P,13,FALSE),\"Check\")),0)","v":5},{"$f":"IFERROR(IF(OR(C310=\"S\",C310=\"D\"),VLOOKUP(B310,'Seasonal Customer Count'!$B:$P,6,FALSE),IF(C310=\"W\",VLOOKUP(B310,'Seasonal Customer Count'!$B:$P,14,FALSE),\"Check\")),0)","v":55},{"$f":"IFERROR(IF(OR(C310=\"S\",C310=\"D\"),VLOOKUP(B310,'Seasonal Customer Count'!$B:$P,7,FALSE),IF(C310=\"W\",VLOOKUP(B310,'Seasonal Customer Count'!$B:$P,15,FALSE),\"Check\")),0)","v":3},{"$f":"IFERROR(IF(OR(C310=\"S\",C310=\"D\"),VLOOKUP(B310,'Seasonal Customer Count'!$B:$P,8,FALSE),IF(C310=\"W\",VLOOKUP(B310,'Seasonal Customer Count'!$B:$P,16,FALSE),\"Check\")),0)","v":0},{"$f":"Summary!$D$8*(K310*'Average Project Size'!$F$6+L310*'Average Project Size'!$F$7+M310*'Average Project Size'!$F$8+N310*'Average Project Size'!$F$10+O310*'Average Project Size'!$F$9)/1000","v":1.8632312480384713E-2},{"$f":"Summary!$D$8*(K310*F310*'Average Project Size'!$F$6+L310*G310*'Average Project Size'!$F$7+M310*H310*'Average Project Size'!$F$8+N310*I310*'Average Project Size'!$F$10+O310*J310*'Average Project Size'!$F$9)/1000","v":8.3438118199842103E-3}]
[null,{"$f":"'Peak Identification'!B309","v":"ELDR13"},{"$f":"'Peak Identification'!D309","v":"S"},{"$f":"'Peak Identification'!E309","v":13},{"$f":"VLOOKUP($D311,'DER Output'!$S$17:$X$41,6,FALSE)","v":0.3680214036441018},{"$f":"IF($C311=\"S\",VLOOKUP($D311,'DER Output'!$S$18:$W$41,2,FALSE),VLOOKUP($D311,'DER Output'!$S$18:$W$41,3,FALSE))","v":0.68995601564450493},{"$f":"IF($C311=\"S\",VLOOKUP($D311,'DER Output'!$S$18:$W$41,4,FALSE),VLOOKUP($D311,'DER Output'!$S$18:$W$41,5,FALSE))","v":0.68995601564450493},{"$f":"IF($C311=\"S\",VLOOKUP($D311,'DER Output'!$S$18:$W$41,4,FALSE),VLOOKUP($D311,'DER Output'!$S$18:$W$41,5,FALSE))","v":0.68995601564450493},{"$f":"IF($C311=\"S\",VLOOKUP($D311,'DER Output'!$S$18:$W$41,4,FALSE),VLOOKUP($D311,'DER Output'!$S$18:$W$41,5,FALSE))","v":0.68995601564450493},{"$f":"IF($C311=\"S\",VLOOKUP($D311,'DER Output'!$S$18:$W$41,4,FALSE),VLOOKUP($D311,'DER Output'!$S$18:$W$41,5,FALSE))","v":0.68995601564450493},{"$f":"IFERROR(IF(OR(C311=\"S\",C311=\"D\"),VLOOKUP(B311,'Seasonal Customer Count'!$B:$I,4,FALSE),IF(C311=\"W\",VLOOKUP(B311,'Seasonal Customer Count'!$B:$P,12,FALSE),\"Check\")),0)","v":457},{"$f":"IFERROR(IF(OR(C311=\"S\",C311=\"D\"),VLOOKUP(B311,'Seasonal Customer Count'!$B:$P,5,FALSE),IF(C311=\"W\",VLOOKUP(B311,'Seasonal Customer Count'!$B:$P,13,FALSE),\"Check\")),0)","v":12},{"$f":"IFERROR(IF(OR(C311=\"S\",C311=\"D\"),VLOOKUP(B311,'Seasonal Customer Count'!$B:$P,6,FALSE),IF(C311=\"W\",VLOOKUP(B311,'Seasonal Customer Count'!$B:$P,14,FALSE),\"Check\")),0)","v":42},{"$f":"IFERROR(IF(OR(C311=\"S\",C311=\"D\"),VLOOKUP(B311,'Seasonal Customer Count'!$B:$P,7,FALSE),IF(C311=\"W\",VLOOKUP(B311,'Seasonal Customer Count'!$B:$P,15,FALSE),\"Check\")),0)","v":1},{"$f":"IFERROR(IF(OR(C311=\"S\",C311=\"D\"),VLOOKUP(B311,'Seasonal Customer Count'!$B:$P,8,FALSE),IF(C311=\"W\",VLOOKUP(B311,'Seasonal Customer Count'!$B:$P,16,FALSE),\"Check\")),0)","v":0},{"$f":"Summary!$D$8*(K311*'Average Project Size'!$F$6+L311*'Average Project Size'!$F$7+M311*'Average Project Size'!$F$8+N311*'Average Project Size'!$F$10+O311*'Average Project Size'!$F$9)/1000","v":2.9203496407375785E-2},{"$f":"Summary!$D$8*(K311*F311*'Average Project Size'!$F$6+L311*G311*'Average Project Size'!$F$7+M311*H311*'Average Project Size'!$F$8+N311*I311*'Average Project Size'!$F$10+O311*J311*'Average Project Size'!$F$9)/1000","v":2.014912802412161E-2}]
[null,{"$f":"'Peak Identification'!B310","v":"ELDR T-131"},{"$f":"'Peak Identification'!D310","v":"S"},{"$f":"'Peak Identification'!E310","v":16},{"$f":"VLOOKUP($D312,'DER Output'!$S$17:$X$41,6,FALSE)","v":0.22644022312513051},{"$f":"IF($C312=\"S\",VLOOKUP($D312,'DER Output'!$S$18:$W$41,2,FALSE),VLOOKUP($D312,'DER Output'!$S$18:$W$41,3,FALSE))","v":0.44781407722569133},{"$f":"IF($C312=\"S\",VLOOKUP($D312,'DER Output'!$S$18:$W$41,4,FALSE),VLOOKUP($D312,'DER Output'!$S$18:$W$41,5,FALSE))","v":0.44781407722569133},{"$f":"IF($C312=\"S\",VLOOKUP($D312,'DER Output'!$S$18:$W$41,4,FALSE),VLOOKUP($D312,'DER Output'!$S$18:$W$41,5,FALSE))","v":0.44781407722569133},{"$f":"IF($C312=\"S\",VLOOKUP($D312,'DER Output'!$S$18:$W$41,4,FALSE),VLOOKUP($D312,'DER Output'!$S$18:$W$41,5,FALSE))","v":0.44781407722569133},{"$f":"IF($C312=\"S\",VLOOKUP($D312,'DER Output'!$S$18:$W$41,4,FALSE),VLOOKUP($D312,'DER Output'!$S$18:$W$41,5,FALSE))","v":0.44781407722569133},{"$f":"IFERROR(IF(OR(C312=\"S\",C312=\"D\"),VLOOKUP(B312,'Seasonal Customer Count'!$B:$I,4,FALSE),IF(C312=\"W\",VLOOKUP(B312,'Seasonal Customer Count'!$B:$P,12,FALSE),\"Check\")),0)","v":1613},{"$f":"IFERROR(IF(OR(C312=\"S\",C312=\"D\"),VLOOKUP(B312,'Seasonal Customer Count'!$B:$P,5,FALSE),IF(C312=\"W\",VLOOKUP(B312,'Seasonal Customer Count'!$B:$P,13,FALSE),\"Check\")),0)","v":37},{"$f":"IFERROR(IF(OR(C312=\"S\",C312=\"D\"),VLOOKUP(B312,'Seasonal Customer Count'!$B:$P,6,FALSE),IF(C312=\"W\",VLOOKUP(B312,'Seasonal Customer Count'!$B:$P,14,FALSE),\"Check\")),0)","v":132},{"$f":"IFERROR(IF(OR(C312=\"S\",C312=\"D\"),VLOOKUP(B312,'Seasonal Customer Count'!$B:$P,7,FALSE),IF(C312=\"W\",VLOOKUP(B312,'Seasonal Customer Count'!$B:$P,15,FALSE),\"Check\")),0)","v":6},{"$f":"IFERROR(IF(OR(C312=\"S\",C312=\"D\"),VLOOKUP(B312,'Seasonal Customer Count'!$B:$P,8,FALSE),IF(C312=\"W\",VLOOKUP(B312,'Seasonal Customer Count'!$B:$P,16,FALSE),\"Check\")),0)","v":1},{"$f":"Summary!$D$8*(K312*'Average Project Size'!$F$6+L312*'Average Project Size'!$F$7+M312*'Average Project Size'!$F$8+N312*'Average Project Size'!$F$10+O312*'Average Project Size'!$F$9)/1000","v":0.10777715977227932},{"$f":"Summary!$D$8*(K312*F312*'Average Project Size'!$F$6+L312*G312*'Average Project Size'!$F$7+M312*H312*'Average Project Size'!$F$8+N312*I312*'Average Project Size'!$F$10+O312*J312*'Average Project Size'!$F$9)/1000","v":4.8264129349429162E-2}]
[null,{"$f":"'Peak Identification'!B311","v":"ELMR41"},{"$f":"'Peak Identification'!D311","v":"S"},{"$f":"'Peak Identification'!E311","v":18},{"$f":"VLOOKUP($D313,'DER Output'!$S$17:$X$41,6,FALSE)","v":0.16032398020038169},{"$f":"IF($C313=\"S\",VLOOKUP($D313,'DER Output'!$S$18:$W$41,2,FALSE),VLOOKUP($D313,'DER Output'!$S$18:$W$41,3,FALSE))","v":0.17224423800777711},{"$f":"IF($C313=\"S\",VLOOKUP($D313,'DER Output'!$S$18:$W$41,4,FALSE),VLOOKUP($D313,'DER Output'!$S$18:$W$41,5,FALSE))","v":0.17224423800777711},{"$f":"IF($C313=\"S\",VLOOKUP($D313,'DER Output'!$S$18:$W$41,4,FALSE),VLOOKUP($D313,'DER Output'!$S$18:$W$41,5,FALSE))","v":0.17224423800777711},{"$f":"IF($C313=\"S\",VLOOKUP($D313,'DER Output'!$S$18:$W$41,4,FALSE),VLOOKUP($D313,'DER Output'!$S$18:$W$41,5,FALSE))","v":0.17224423800777711},{"$f":"IF($C313=\"S\",VLOOKUP($D313,'DER Output'!$S$18:$W$41,4,FALSE),VLOOKUP($D313,'DER Output'!$S$18:$W$41,5,FALSE))","v":0.17224423800777711},{"$f":"IFERROR(IF(OR(C313=\"S\",C313=\"D\"),VLOOKUP(B313,'Seasonal Customer Count'!$B:$I,4,FALSE),IF(C313=\"W\",VLOOKUP(B313,'Seasonal Customer Count'!$B:$P,12,FALSE),\"Check\")),0)","v":1047},{"$f":"IFERROR(IF(OR(C313=\"S\",C313=\"D\"),VLOOKUP(B313,'Seasonal Customer Count'!$B:$P,5,FALSE),IF(C313=\"W\",VLOOKUP(B313,'Seasonal Customer Count'!$B:$P,13,FALSE),\"Check\")),0)","v":43},{"$f":"IFERROR(IF(OR(C313=\"S\",C313=\"D\"),VLOOKUP(B313,'Seasonal Customer Count'!$B:$P,6,FALSE),IF(C313=\"W\",VLOOKUP(B313,'Seasonal Customer Count'!$B:$P,14,FALSE),\"Check\")),0)","v":28},{"$f":"IFERROR(IF(OR(C313=\"S\",C313=\"D\"),VLOOKUP(B313,'Seasonal Customer Count'!$B:$P,7,FALSE),IF(C313=\"W\",VLOOKUP(B313,'Seasonal Customer Count'!$B:$P,15,FALSE),\"Check\")),0)","v":0},{"$f":"IFERROR(IF(OR(C313=\"S\",C313=\"D\"),VLOOKUP(B313,'Seasonal Customer Count'!$B:$P,8,FALSE),IF(C313=\"W\",VLOOKUP(B313,'Seasonal Customer Count'!$B:$P,16,FALSE),\"Check\")),0)","v":9},{"$f":"Summary!$D$8*(K313*'Average Project Size'!$F$6+L313*'Average Project Size'!$F$7+M313*'Average Project Size'!$F$8+N313*'Average Project Size'!$F$10+O313*'Average Project Size'!$F$9)/1000","v":5.5309193089612095E-2},{"$f":"Summary!$D$8*(K313*F313*'Average Project Size'!$F$6+L313*G313*'Average Project Size'!$F$7+M313*H313*'Average Project Size'!$F$8+N313*I313*'Average Project Size'!$F$10+O313*J313*'Average Project Size'!$F$9)/1000","v":9.5266898185452469E-3}]
[null,{"$f":"'Peak Identification'!B312","v":"ELMR42"},{"$f":"'Peak Identification'!D312","v":"S"},{"$f":"'Peak Identification'!E312","v":16},{"$f":"VLOOKUP($D314,'DER Output'!$S$17:$X$41,6,FALSE)","v":0.22644022312513051},{"$f":"IF($C314=\"S\",VLOOKUP($D314,'DER Output'!$S$18:$W$41,2,FALSE),VLOOKUP($D314,'DER Output'!$S$18:$W$41,3,FALSE))","v":0.44781407722569133},{"$f":"IF($C314=\"S\",VLOOKUP($D314,'DER Output'!$S$18:$W$41,4,FALSE),VLOOKUP($D314,'DER Output'!$S$18:$W$41,5,FALSE))","v":0.44781407722569133},{"$f":"IF($C314=\"S\",VLOOKUP($D314,'DER Output'!$S$18:$W$41,4,FALSE),VLOOKUP($D314,'DER Output'!$S$18:$W$41,5,FALSE))","v":0.44781407722569133},{"$f":"IF($C314=\"S\",VLOOKUP($D314,'DER Output'!$S$18:$W$41,4,FALSE),VLOOKUP($D314,'DER Output'!$S$18:$W$41,5,FALSE))","v":0.44781407722569133},{"$f":"IF($C314=\"S\",VLOOKUP($D314,'DER Output'!$S$18:$W$41,4,FALSE),VLOOKUP($D314,'DER Output'!$S$18:$W$41,5,FALSE))","v":0.44781407722569133},{"$f":"IFERROR(IF(OR(C314=\"S\",C314=\"D\"),VLOOKUP(B314,'Seasonal Customer Count'!$B:$I,4,FALSE),IF(C314=\"W\",VLOOKUP(B314,'Seasonal Customer Count'!$B:$P,12,FALSE),\"Check\")),0)","v":341},{"$f":"IFERROR(IF(OR(C314=\"S\",C314=\"D\"),VLOOKUP(B314,'Seasonal Customer Count'!$B:$P,5,FALSE),IF(C314=\"W\",VLOOKUP(B314,'Seasonal Customer Count'!$B:$P,13,FALSE),\"Check\")),0)","v":43},{"$f":"IFERROR(IF(OR(C314=\"S\",C314=\"D\"),VLOOKUP(B314,'Seasonal Customer Count'!$B:$P,6,FALSE),IF(C314=\"W\",VLOOKUP(B314,'Seasonal Customer Count'!$B:$P,14,FALSE),\"Check\")),0)","v":44},{"$f":"IFERROR(IF(OR(C314=\"S\",C314=\"D\"),VLOOKUP(B314,'Seasonal Customer Count'!$B:$P,7,FALSE),IF(C314=\"W\",VLOOKUP(B314,'Seasonal Customer Count'!$B:$P,15,FALSE),\"Check\")),0)","v":1},{"$f":"IFERROR(IF(OR(C314=\"S\",C314=\"D\"),VLOOKUP(B314,'Seasonal Customer Count'!$B:$P,8,FALSE),IF(C314=\"W\",VLOOKUP(B314,'Seasonal Customer Count'!$B:$P,16,FALSE),\"Check\")),0)","v":60},{"$f":"Summary!$D$8*(K314*'Average Project Size'!$F$6+L314*'Average Project Size'!$F$7+M314*'Average Project Size'!$F$8+N314*'Average Project Size'!$F$10+O314*'Average Project Size'!$F$9)/1000","v":6.5372246571398035E-2},{"$f":"Summary!$D$8*(K314*F314*'Average Project Size'!$F$6+L314*G314*'Average Project Size'!$F$7+M314*H314*'Average Project Size'!$F$8+N314*I314*'Average Project Size'!$F$10+O314*J314*'Average Project Size'!$F$9)/1000","v":2.9274612274540975E-2}]
[null,{"$f":"'Peak Identification'!B313","v":"ELMR T-131"},{"$f":"'Peak Identification'!D313","v":"S"},{"$f":"'Peak Identification'!E313","v":17},{"$f":"VLOOKUP($D315,'DER Output'!$S$17:$X$41,6,FALSE)","v":0.19174838710475617},{"$f":"IF($C315=\"S\",VLOOKUP($D315,'DER Output'!$S$18:$W$41,2,FALSE),VLOOKUP($D315,'DER Output'!$S$18:$W$41,3,FALSE))","v":0.30300399777640191},{"$f":"IF($C315=\"S\",VLOOKUP($D315,'DER Output'!$S$18:$W$41,4,FALSE),VLOOKUP($D315,'DER Output'!$S$18:$W$41,5,FALSE))","v":0.30300399777640191},{"$f":"IF($C315=\"S\",VLOOKUP($D315,'DER Output'!$S$18:$W$41,4,FALSE),VLOOKUP($D315,'DER Output'!$S$18:$W$41,5,FALSE))","v":0.30300399777640191},{"$f":"IF($C315=\"S\",VLOOKUP($D315,'DER Output'!$S$18:$W$41,4,FALSE),VLOOKUP($D315,'DER Output'!$S$18:$W$41,5,FALSE))","v":0.30300399777640191},{"$f":"IF($C315=\"S\",VLOOKUP($D315,'DER Output'!$S$18:$W$41,4,FALSE),VLOOKUP($D315,'DER Output'!$S$18:$W$41,5,FALSE))","v":0.30300399777640191},{"$f":"IFERROR(IF(OR(C315=\"S\",C315=\"D\"),VLOOKUP(B315,'Seasonal Customer Count'!$B:$I,4,FALSE),IF(C315=\"W\",VLOOKUP(B315,'Seasonal Customer Count'!$B:$P,12,FALSE),\"Check\")),0)","v":0},{"$f":"IFERROR(IF(OR(C315=\"S\",C315=\"D\"),VLOOKUP(B315,'Seasonal Customer Count'!$B:$P,5,FALSE),IF(C315=\"W\",VLOOKUP(B315,'Seasonal Customer Count'!$B:$P,13,FALSE),\"Check\")),0)","v":0},{"$f":"IFERROR(IF(OR(C315=\"S\",C315=\"D\"),VLOOKUP(B315,'Seasonal Customer Count'!$B:$P,6,FALSE),IF(C315=\"W\",VLOOKUP(B315,'Seasonal Customer Count'!$B:$P,14,FALSE),\"Check\")),0)","v":0},{"$f":"IFERROR(IF(OR(C315=\"S\",C315=\"D\"),VLOOKUP(B315,'Seasonal Customer Count'!$B:$P,7,FALSE),IF(C315=\"W\",VLOOKUP(B315,'Seasonal Customer Count'!$B:$P,15,FALSE),\"Check\")),0)","v":0},{"$f":"IFERROR(IF(OR(C315=\"S\",C315=\"D\"),VLOOKUP(B315,'Seasonal Customer Count'!$B:$P,8,FALSE),IF(C315=\"W\",VLOOKUP(B315,'Seasonal Customer Count'!$B:$P,16,FALSE),\"Check\")),0)","v":0},{"$f":"Summary!$D$8*(K315*'Average Project Size'!$F$6+L315*'Average Project Size'!$F$7+M315*'Average Project Size'!$F$8+N315*'Average Project Size'!$F$10+O315*'Average Project Size'!$F$9)/1000","v":0},{"$f":"Summary!$D$8*(K315*F315*'Average Project Size'!$F$6+L315*G315*'Average Project Size'!$F$7+M315*H315*'Average Project Size'!$F$8+N315*I315*'Average Project Size'!$F$10+O315*J315*'Average Project Size'!$F$9)/1000","v":0}]
[null,{"$f":"'Peak Identification'!B314","v":"ELMR T-132"},{"$f":"'Peak Identification'!D314","v":"S"},{"$f":"'Peak Identification'!E314","v":0},{"$f":"VLOOKUP($D316,'DER Output'!$S$17:$X$41,6,FALSE)","v":0},{"$f":"IF($C316=\"S\",VLOOKUP($D316,'DER Output'!$S$18:$W$41,2,FALSE),VLOOKUP($D316,'DER Output'!$S$18:$W$41,3,FALSE))","v":5.9141103405834004E-4},{"$f":"IF($C316=\"S\",VLOOKUP($D316,'DER Output'!$S$18:$W$41,4,FALSE),VLOOKUP($D316,'DER Output'!$S$18:$W$41,5,FALSE))","v":5.9141103405834004E-4},{"$f":"IF($C316=\"S\",VLOOKUP($D316,'DER Output'!$S$18:$W$41,4,FALSE),VLOOKUP($D316,'DER Output'!$S$18:$W$41,5,FALSE))","v":5.9141103405834004E-4},{"$f":"IF($C316=\"S\",VLOOKUP($D316,'DER Output'!$S$18:$W$41,4,FALSE),VLOOKUP($D316,'DER Output'!$S$18:$W$41,5,FALSE))","v":5.9141103405834004E-4},{"$f":"IF($C316=\"S\",VLOOKUP($D316,'DER Output'!$S$18:$W$41,4,FALSE),VLOOKUP($D316,'DER Output'!$S$18:$W$41,5,FALSE))","v":5.9141103405834004E-4},{"$f":"IFERROR(IF(OR(C316=\"S\",C316=\"D\"),VLOOKUP(B316,'Seasonal Customer Count'!$B:$I,4,FALSE),IF(C316=\"W\",VLOOKUP(B316,'Seasonal Customer Count'!$B:$P,12,FALSE),\"Check\")),0)","v":0},{"$f":"IFERROR(IF(OR(C316=\"S\",C316=\"D\"),VLOOKUP(B316,'Seasonal Customer Count'!$B:$P,5,FALSE),IF(C316=\"W\",VLOOKUP(B316,'Seasonal Customer Count'!$B:$P,13,FALSE),\"Check\")),0)","v":0},{"$f":"IFERROR(IF(OR(C316=\"S\",C316=\"D\"),VLOOKUP(B316,'Seasonal Customer Count'!$B:$P,6,FALSE),IF(C316=\"W\",VLOOKUP(B316,'Seasonal Customer Count'!$B:$P,14,FALSE),\"Check\")),0)","v":0},{"$f":"IFERROR(IF(OR(C316=\"S\",C316=\"D\"),VLOOKUP(B316,'Seasonal Customer Count'!$B:$P,7,FALSE),IF(C316=\"W\",VLOOKUP(B316,'Seasonal Customer Count'!$B:$P,15,FALSE),\"Check\")),0)","v":0},{"$f":"IFERROR(IF(OR(C316=\"S\",C316=\"D\"),VLOOKUP(B316,'Seasonal Customer Count'!$B:$P,8,FALSE),IF(C316=\"W\",VLOOKUP(B316,'Seasonal Customer Count'!$B:$P,16,FALSE),\"Check\")),0)","v":0},{"$f":"Summary!$D$8*(K316*'Average Project Size'!$F$6+L316*'Average Project Size'!$F$7+M316*'Average Project Size'!$F$8+N316*'Average Project Size'!$F$10+O316*'Average Project Size'!$F$9)/1000","v":0},{"$f":"Summary!$D$8*(K316*F316*'Average Project Size'!$F$6+L316*G316*'Average Project Size'!$F$7+M316*H316*'Average Project Size'!$F$8+N316*I316*'Average Project Size'!$F$10+O316*J316*'Average Project Size'!$F$9)/1000","v":0}]
[null,{"$f":"'Peak Identification'!B315","v":"ELMR T-133"},{"$f":"'Peak Identification'!D315","v":"S"},{"$f":"'Peak Identification'!E315","v":18},{"$f":"VLOOKUP($D317,'DER Output'!$S$17:$X$41,6,FALSE)","v":0.16032398020038169},{"$f":"IF($C317=\"S\",VLOOKUP($D317,'DER Output'!$S$18:$W$41,2,FALSE),VLOOKUP($D317,'DER Output'!$S$18:$W$41,3,FALSE))","v":0.17224423800777711},{"$f":"IF($C317=\"S\",VLOOKUP($D317,'DER Output'!$S$18:$W$41,4,FALSE),VLOOKUP($D317,'DER Output'!$S$18:$W$41,5,FALSE))","v":0.17224423800777711},{"$f":"IF($C317=\"S\",VLOOKUP($D317,'DER Output'!$S$18:$W$41,4,FALSE),VLOOKUP($D317,'DER Output'!$S$18:$W$41,5,FALSE))","v":0.17224423800777711},{"$f":"IF($C317=\"S\",VLOOKUP($D317,'DER Output'!$S$18:$W$41,4,FALSE),VLOOKUP($D317,'DER Output'!$S$18:$W$41,5,FALSE))","v":0.17224423800777711},{"$f":"IF($C317=\"S\",VLOOKUP($D317,'DER Output'!$S$18:$W$41,4,FALSE),VLOOKUP($D317,'DER Output'!$S$18:$W$41,5,FALSE))","v":0.17224423800777711},{"$f":"IFERROR(IF(OR(C317=\"S\",C317=\"D\"),VLOOKUP(B317,'Seasonal Customer Count'!$B:$I,4,FALSE),IF(C317=\"W\",VLOOKUP(B317,'Seasonal Customer Count'!$B:$P,12,FALSE),\"Check\")),0)","v":1388},{"$f":"IFERROR(IF(OR(C317=\"S\",C317=\"D\"),VLOOKUP(B317,'Seasonal Customer Count'!$B:$P,5,FALSE),IF(C317=\"W\",VLOOKUP(B317,'Seasonal Customer Count'!$B:$P,13,FALSE),\"Check\")),0)","v":86},{"$f":"IFERROR(IF(OR(C317=\"S\",C317=\"D\"),VLOOKUP(B317,'Seasonal Customer Count'!$B:$P,6,FALSE),IF(C317=\"W\",VLOOKUP(B317,'Seasonal Customer Count'!$B:$P,14,FALSE),\"Check\")),0)","v":72},{"$f":"IFERROR(IF(OR(C317=\"S\",C317=\"D\"),VLOOKUP(B317,'Seasonal Customer Count'!$B:$P,7,FALSE),IF(C317=\"W\",VLOOKUP(B317,'Seasonal Customer Count'!$B:$P,15,FALSE),\"Check\")),0)","v":1},{"$f":"IFERROR(IF(OR(C317=\"S\",C317=\"D\"),VLOOKUP(B317,'Seasonal Customer Count'!$B:$P,8,FALSE),IF(C317=\"W\",VLOOKUP(B317,'Seasonal Customer Count'!$B:$P,16,FALSE),\"Check\")),0)","v":69},{"$f":"Summary!$D$8*(K317*'Average Project Size'!$F$6+L317*'Average Project Size'!$F$7+M317*'Average Project Size'!$F$8+N317*'Average Project Size'!$F$10+O317*'Average Project Size'!$F$9)/1000","v":0.12068143966101015},{"$f":"Summary!$D$8*(K317*F317*'Average Project Size'!$F$6+L317*G317*'Average Project Size'!$F$7+M317*H317*'Average Project Size'!$F$8+N317*I317*'Average Project Size'!$F$10+O317*J317*'Average Project Size'!$F$9)/1000","v":2.0786682616092227E-2}]
[null,{"$f":"'Peak Identification'!B316","v":"EMET11"},{"$f":"'Peak Identification'!D316","v":"S"},{"$f":"'Peak Identification'!E316","v":17},{"$f":"VLOOKUP($D318,'DER Output'!$S$17:$X$41,6,FALSE)","v":0.19174838710475617},{"$f":"IF($C318=\"S\",VLOOKUP($D318,'DER Output'!$S$18:$W$41,2,FALSE),VLOOKUP($D318,'DER Output'!$S$18:$W$41,3,FALSE))","v":0.30300399777640191},{"$f":"IF($C318=\"S\",VLOOKUP($D318,'DER Output'!$S$18:$W$41,4,FALSE),VLOOKUP($D318,'DER Output'!$S$18:$W$41,5,FALSE))","v":0.30300399777640191},{"$f":"IF($C318=\"S\",VLOOKUP($D318,'DER Output'!$S$18:$W$41,4,FALSE),VLOOKUP($D318,'DER Output'!$S$18:$W$41,5,FALSE))","v":0.30300399777640191},{"$f":"IF($C318=\"S\",VLOOKUP($D318,'DER Output'!$S$18:$W$41,4,FALSE),VLOOKUP($D318,'DER Output'!$S$18:$W$41,5,FALSE))","v":0.30300399777640191},{"$f":"IF($C318=\"S\",VLOOKUP($D318,'DER Output'!$S$18:$W$41,4,FALSE),VLOOKUP($D318,'DER Output'!$S$18:$W$41,5,FALSE))","v":0.30300399777640191},{"$f":"IFERROR(IF(OR(C318=\"S\",C318=\"D\"),VLOOKUP(B318,'Seasonal Customer Count'!$B:$I,4,FALSE),IF(C318=\"W\",VLOOKUP(B318,'Seasonal Customer Count'!$B:$P,12,FALSE),\"Check\")),0)","v":421},{"$f":"IFERROR(IF(OR(C318=\"S\",C318=\"D\"),VLOOKUP(B318,'Seasonal Customer Count'!$B:$P,5,FALSE),IF(C318=\"W\",VLOOKUP(B318,'Seasonal Customer Count'!$B:$P,13,FALSE),\"Check\")),0)","v":43},{"$f":"IFERROR(IF(OR(C318=\"S\",C318=\"D\"),VLOOKUP(B318,'Seasonal Customer Count'!$B:$P,6,FALSE),IF(C318=\"W\",VLOOKUP(B318,'Seasonal Customer Count'!$B:$P,14,FALSE),\"Check\")),0)","v":67},{"$f":"IFERROR(IF(OR(C318=\"S\",C318=\"D\"),VLOOKUP(B318,'Seasonal Customer Count'!$B:$P,7,FALSE),IF(C318=\"W\",VLOOKUP(B318,'Seasonal Customer Count'!$B:$P,15,FALSE),\"Check\")),0)","v":0},{"$f":"IFERROR(IF(OR(C318=\"S\",C318=\"D\"),VLOOKUP(B318,'Seasonal Customer Count'!$B:$P,8,FALSE),IF(C318=\"W\",VLOOKUP(B318,'Seasonal Customer Count'!$B:$P,16,FALSE),\"Check\")),0)","v":0},{"$f":"Summary!$D$8*(K318*'Average Project Size'!$F$6+L318*'Average Project Size'!$F$7+M318*'Average Project Size'!$F$8+N318*'Average Project Size'!$F$10+O318*'Average Project Size'!$F$9)/1000","v":3.1410396742811535E-2},{"$f":"Summary!$D$8*(K318*F318*'Average Project Size'!$F$6+L318*G318*'Average Project Size'!$F$7+M318*H318*'Average Project Size'!$F$8+N318*I318*'Average Project Size'!$F$10+O318*J318*'Average Project Size'!$F$9)/1000","v":9.5174757848147697E-3}]
[null,{"$f":"'Peak Identification'!B317","v":"EMET12"},{"$f":"'Peak Identification'!D317","v":"W"},{"$f":"'Peak Identification'!E317","v":8},{"$f":"VLOOKUP($D319,'DER Output'!$S$17:$X$41,6,FALSE)","v":0},{"$f":"IF($C319=\"S\",VLOOKUP($D319,'DER Output'!$S$18:$W$41,2,FALSE),VLOOKUP($D319,'DER Output'!$S$18:$W$41,3,FALSE))","v":2.4357194050013426E-2},{"$f":"IF($C319=\"S\",VLOOKUP($D319,'DER Output'!$S$18:$W$41,4,FALSE),VLOOKUP($D319,'DER Output'!$S$18:$W$41,5,FALSE))","v":2.4357194050013426E-2},{"$f":"IF($C319=\"S\",VLOOKUP($D319,'DER Output'!$S$18:$W$41,4,FALSE),VLOOKUP($D319,'DER Output'!$S$18:$W$41,5,FALSE))","v":2.4357194050013426E-2},{"$f":"IF($C319=\"S\",VLOOKUP($D319,'DER Output'!$S$18:$W$41,4,FALSE),VLOOKUP($D319,'DER Output'!$S$18:$W$41,5,FALSE))","v":2.4357194050013426E-2},{"$f":"IF($C319=\"S\",VLOOKUP($D319,'DER Output'!$S$18:$W$41,4,FALSE),VLOOKUP($D319,'DER Output'!$S$18:$W$41,5,FALSE))","v":2.4357194050013426E-2},{"$f":"IFERROR(IF(OR(C319=\"S\",C319=\"D\"),VLOOKUP(B319,'Seasonal Customer Count'!$B:$I,4,FALSE),IF(C319=\"W\",VLOOKUP(B319,'Seasonal Customer Count'!$B:$P,12,FALSE),\"Check\")),0)","v":13},{"$f":"IFERROR(IF(OR(C319=\"S\",C319=\"D\"),VLOOKUP(B319,'Seasonal Customer Count'!$B:$P,5,FALSE),IF(C319=\"W\",VLOOKUP(B319,'Seasonal Customer Count'!$B:$P,13,FALSE),\"Check\")),0)","v":91},{"$f":"IFERROR(IF(OR(C319=\"S\",C319=\"D\"),VLOOKUP(B319,'Seasonal Customer Count'!$B:$P,6,FALSE),IF(C319=\"W\",VLOOKUP(B319,'Seasonal Customer Count'!$B:$P,14,FALSE),\"Check\")),0)","v":4},{"$f":"IFERROR(IF(OR(C319=\"S\",C319=\"D\"),VLOOKUP(B319,'Seasonal Customer Count'!$B:$P,7,FALSE),IF(C319=\"W\",VLOOKUP(B319,'Seasonal Customer Count'!$B:$P,15,FALSE),\"Check\")),0)","v":0},{"$f":"IFERROR(IF(OR(C319=\"S\",C319=\"D\"),VLOOKUP(B319,'Seasonal Customer Count'!$B:$P,8,FALSE),IF(C319=\"W\",VLOOKUP(B319,'Seasonal Customer Count'!$B:$P,16,FALSE),\"Check\")),0)","v":0},{"$f":"Summary!$D$8*(K319*'Average Project Size'!$F$6+L319*'Average Project Size'!$F$7+M319*'Average Project Size'!$F$8+N319*'Average Project Size'!$F$10+O319*'Average Project Size'!$F$9)/1000","v":7.8792057767622121E-3},{"$f":"Summary!$D$8*(K319*F319*'Average Project Size'!$F$6+L319*G319*'Average Project Size'!$F$7+M319*H319*'Average Project Size'!$F$8+N319*I319*'Average Project Size'!$F$10+O319*J319*'Average Project Size'!$F$9)/1000","v":1.9191534406458397E-4}]
[null,{"$f":"'Peak Identification'!B318","v":"EMET13"},{"$f":"'Peak Identification'!D318","v":"W"},{"$f":"'Peak Identification'!E318","v":7},{"$f":"VLOOKUP($D320,'DER Output'!$S$17:$X$41,6,FALSE)","v":0},{"$f":"IF($C320=\"S\",VLOOKUP($D320,'DER Output'!$S$18:$W$41,2,FALSE),VLOOKUP($D320,'DER Output'!$S$18:$W$41,3,FALSE))","v":1.6354374218706029E-3},{"$f":"IF($C320=\"S\",VLOOKUP($D320,'DER Output'!$S$18:$W$41,4,FALSE),VLOOKUP($D320,'DER Output'!$S$18:$W$41,5,FALSE))","v":1.6354374218706029E-3},{"$f":"IF($C320=\"S\",VLOOKUP($D320,'DER Output'!$S$18:$W$41,4,FALSE),VLOOKUP($D320,'DER Output'!$S$18:$W$41,5,FALSE))","v":1.6354374218706029E-3},{"$f":"IF($C320=\"S\",VLOOKUP($D320,'DER Output'!$S$18:$W$41,4,FALSE),VLOOKUP($D320,'DER Output'!$S$18:$W$41,5,FALSE))","v":1.6354374218706029E-3},{"$f":"IF($C320=\"S\",VLOOKUP($D320,'DER Output'!$S$18:$W$41,4,FALSE),VLOOKUP($D320,'DER Output'!$S$18:$W$41,5,FALSE))","v":1.6354374218706029E-3},{"$f":"IFERROR(IF(OR(C320=\"S\",C320=\"D\"),VLOOKUP(B320,'Seasonal Customer Count'!$B:$I,4,FALSE),IF(C320=\"W\",VLOOKUP(B320,'Seasonal Customer Count'!$B:$P,12,FALSE),\"Check\")),0)","v":0},{"$f":"IFERROR(IF(OR(C320=\"S\",C320=\"D\"),VLOOKUP(B320,'Seasonal Customer Count'!$B:$P,5,FALSE),IF(C320=\"W\",VLOOKUP(B320,'Seasonal Customer Count'!$B:$P,13,FALSE),\"Check\")),0)","v":0},{"$f":"IFERROR(IF(OR(C320=\"S\",C320=\"D\"),VLOOKUP(B320,'Seasonal Customer Count'!$B:$P,6,FALSE),IF(C320=\"W\",VLOOKUP(B320,'Seasonal Customer Count'!$B:$P,14,FALSE),\"Check\")),0)","v":0},{"$f":"IFERROR(IF(OR(C320=\"S\",C320=\"D\"),VLOOKUP(B320,'Seasonal Customer Count'!$B:$P,7,FALSE),IF(C320=\"W\",VLOOKUP(B320,'Seasonal Customer Count'!$B:$P,15,FALSE),\"Check\")),0)","v":0},{"$f":"IFERROR(IF(OR(C320=\"S\",C320=\"D\"),VLOOKUP(B320,'Seasonal Customer Count'!$B:$P,8,FALSE),IF(C320=\"W\",VLOOKUP(B320,'Seasonal Customer Count'!$B:$P,16,FALSE),\"Check\")),0)","v":0},{"$f":"Summary!$D$8*(K320*'Average Project Size'!$F$6+L320*'Average Project Size'!$F$7+M320*'Average Project Size'!$F$8+N320*'Average Project Size'!$F$10+O320*'Average Project Size'!$F$9)/1000","v":0},{"$f":"Summary!$D$8*(K320*F320*'Average Project Size'!$F$6+L320*G320*'Average Project Size'!$F$7+M320*H320*'Average Project Size'!$F$8+N320*I320*'Average Project Size'!$F$10+O320*J320*'Average Project Size'!$F$9)/1000","v":0}]
[null,{"$f":"'Peak Identification'!B319","v":"EMET14"},{"$f":"'Peak Identification'!D319","v":"W"},{"$f":"'Peak Identification'!E319","v":8},{"$f":"VLOOKUP($D321,'DER Output'!$S$17:$X$41,6,FALSE)","v":0},{"$f":"IF($C321=\"S\",VLOOKUP($D321,'DER Output'!$S$18:$W$41,2,FALSE),VLOOKUP($D321,'DER Output'!$S$18:$W$41,3,FALSE))","v":2.4357194050013426E-2},{"$f":"IF($C321=\"S\",VLOOKUP($D321,'DER Output'!$S$18:$W$41,4,FALSE),VLOOKUP($D321,'DER Output'!$S$18:$W$41,5,FALSE))","v":2.4357194050013426E-2},{"$f":"IF($C321=\"S\",VLOOKUP($D321,'DER Output'!$S$18:$W$41,4,FALSE),VLOOKUP($D321,'DER Output'!$S$18:$W$41,5,FALSE))","v":2.4357194050013426E-2},{"$f":"IF($C321=\"S\",VLOOKUP($D321,'DER Output'!$S$18:$W$41,4,FALSE),VLOOKUP($D321,'DER Output'!$S$18:$W$41,5,FALSE))","v":2.4357194050013426E-2},{"$f":"IF($C321=\"S\",VLOOKUP($D321,'DER Output'!$S$18:$W$41,4,FALSE),VLOOKUP($D321,'DER Output'!$S$18:$W$41,5,FALSE))","v":2.4357194050013426E-2},{"$f":"IFERROR(IF(OR(C321=\"S\",C321=\"D\"),VLOOKUP(B321,'Seasonal Customer Count'!$B:$I,4,FALSE),IF(C321=\"W\",VLOOKUP(B321,'Seasonal Customer Count'!$B:$P,12,FALSE),\"Check\")),0)","v":13},{"$f":"IFERROR(IF(OR(C321=\"S\",C321=\"D\"),VLOOKUP(B321,'Seasonal Customer Count'!$B:$P,5,FALSE),IF(C321=\"W\",VLOOKUP(B321,'Seasonal Customer Count'!$B:$P,13,FALSE),\"Check\")),0)","v":91},{"$f":"IFERROR(IF(OR(C321=\"S\",C321=\"D\"),VLOOKUP(B321,'Seasonal Customer Count'!$B:$P,6,FALSE),IF(C321=\"W\",VLOOKUP(B321,'Seasonal Customer Count'!$B:$P,14,FALSE),\"Check\")),0)","v":4},{"$f":"IFERROR(IF(OR(C321=\"S\",C321=\"D\"),VLOOKUP(B321,'Seasonal Customer Count'!$B:$P,7,FALSE),IF(C321=\"W\",VLOOKUP(B321,'Seasonal Customer Count'!$B:$P,15,FALSE),\"Check\")),0)","v":0},{"$f":"IFERROR(IF(OR(C321=\"S\",C321=\"D\"),VLOOKUP(B321,'Seasonal Customer Count'!$B:$P,8,FALSE),IF(C321=\"W\",VLOOKUP(B321,'Seasonal Customer Count'!$B:$P,16,FALSE),\"Check\")),0)","v":0},{"$f":"Summary!$D$8*(K321*'Average Project Size'!$F$6+L321*'Average Project Size'!$F$7+M321*'Average Project Size'!$F$8+N321*'Average Project Size'!$F$10+O321*'Average Project Size'!$F$9)/1000","v":7.8792057767622121E-3},{"$f":"Summary!$D$8*(K321*F321*'Average Project Size'!$F$6+L321*G321*'Average Project Size'!$F$7+M321*H321*'Average Project Size'!$F$8+N321*I321*'Average Project Size'!$F$10+O321*J321*'Average Project Size'!$F$9)/1000","v":1.9191534406458397E-4}]
[null,{"$f":"'Peak Identification'!B320","v":"EMET15"},{"$f":"'Peak Identification'!D320","v":"S"},{"$f":"'Peak Identification'!E320","v":18},{"$f":"VLOOKUP($D322,'DER Output'!$S$17:$X$41,6,FALSE)","v":0.16032398020038169},{"$f":"IF($C322=\"S\",VLOOKUP($D322,'DER Output'!$S$18:$W$41,2,FALSE),VLOOKUP($D322,'DER Output'!$S$18:$W$41,3,FALSE))","v":0.17224423800777711},{"$f":"IF($C322=\"S\",VLOOKUP($D322,'DER Output'!$S$18:$W$41,4,FALSE),VLOOKUP($D322,'DER Output'!$S$18:$W$41,5,FALSE))","v":0.17224423800777711},{"$f":"IF($C322=\"S\",VLOOKUP($D322,'DER Output'!$S$18:$W$41,4,FALSE),VLOOKUP($D322,'DER Output'!$S$18:$W$41,5,FALSE))","v":0.17224423800777711},{"$f":"IF($C322=\"S\",VLOOKUP($D322,'DER Output'!$S$18:$W$41,4,FALSE),VLOOKUP($D322,'DER Output'!$S$18:$W$41,5,FALSE))","v":0.17224423800777711},{"$f":"IF($C322=\"S\",VLOOKUP($D322,'DER Output'!$S$18:$W$41,4,FALSE),VLOOKUP($D322,'DER Output'!$S$18:$W$41,5,FALSE))","v":0.17224423800777711},{"$f":"IFERROR(IF(OR(C322=\"S\",C322=\"D\"),VLOOKUP(B322,'Seasonal Customer Count'!$B:$I,4,FALSE),IF(C322=\"W\",VLOOKUP(B322,'Seasonal Customer Count'!$B:$P,12,FALSE),\"Check\")),0)","v":1077},{"$f":"IFERROR(IF(OR(C322=\"S\",C322=\"D\"),VLOOKUP(B322,'Seasonal Customer Count'!$B:$P,5,FALSE),IF(C322=\"W\",VLOOKUP(B322,'Seasonal Customer Count'!$B:$P,13,FALSE),\"Check\")),0)","v":110},{"$f":"IFERROR(IF(OR(C322=\"S\",C322=\"D\"),VLOOKUP(B322,'Seasonal Customer Count'!$B:$P,6,FALSE),IF(C322=\"W\",VLOOKUP(B322,'Seasonal Customer Count'!$B:$P,14,FALSE),\"Check\")),0)","v":105},{"$f":"IFERROR(IF(OR(C322=\"S\",C322=\"D\"),VLOOKUP(B322,'Seasonal Customer Count'!$B:$P,7,FALSE),IF(C322=\"W\",VLOOKUP(B322,'Seasonal Customer Count'!$B:$P,15,FALSE),\"Check\")),0)","v":0},{"$f":"IFERROR(IF(OR(C322=\"S\",C322=\"D\"),VLOOKUP(B322,'Seasonal Customer Count'!$B:$P,8,FALSE),IF(C322=\"W\",VLOOKUP(B322,'Seasonal Customer Count'!$B:$P,16,FALSE),\"Check\")),0)","v":27},{"$f":"Summary!$D$8*(K322*'Average Project Size'!$F$6+L322*'Average Project Size'!$F$7+M322*'Average Project Size'!$F$8+N322*'Average Project Size'!$F$10+O322*'Average Project Size'!$F$9)/1000","v":8.6107032975628023E-2},{"$f":"Summary!$D$8*(K322*F322*'Average Project Size'!$F$6+L322*G322*'Average Project Size'!$F$7+M322*H322*'Average Project Size'!$F$8+N322*I322*'Average Project Size'!$F$10+O322*J322*'Average Project Size'!$F$9)/1000","v":1.4831440281997581E-2}]
[null,{"$f":"'Peak Identification'!B321","v":"EMET T-131"},{"$f":"'Peak Identification'!D321","v":"W"},{"$f":"'Peak Identification'!E321","v":8},{"$f":"VLOOKUP($D323,'DER Output'!$S$17:$X$41,6,FALSE)","v":0},{"$f":"IF($C323=\"S\",VLOOKUP($D323,'DER Output'!$S$18:$W$41,2,FALSE),VLOOKUP($D323,'DER Output'!$S$18:$W$41,3,FALSE))","v":2.4357194050013426E-2},{"$f":"IF($C323=\"S\",VLOOKUP($D323,'DER Output'!$S$18:$W$41,4,FALSE),VLOOKUP($D323,'DER Output'!$S$18:$W$41,5,FALSE))","v":2.4357194050013426E-2},{"$f":"IF($C323=\"S\",VLOOKUP($D323,'DER Output'!$S$18:$W$41,4,FALSE),VLOOKUP($D323,'DER Output'!$S$18:$W$41,5,FALSE))","v":2.4357194050013426E-2},{"$f":"IF($C323=\"S\",VLOOKUP($D323,'DER Output'!$S$18:$W$41,4,FALSE),VLOOKUP($D323,'DER Output'!$S$18:$W$41,5,FALSE))","v":2.4357194050013426E-2},{"$f":"IF($C323=\"S\",VLOOKUP($D323,'DER Output'!$S$18:$W$41,4,FALSE),VLOOKUP($D323,'DER Output'!$S$18:$W$41,5,FALSE))","v":2.4357194050013426E-2},{"$f":"IFERROR(IF(OR(C323=\"S\",C323=\"D\"),VLOOKUP(B323,'Seasonal Customer Count'!$B:$I,4,FALSE),IF(C323=\"W\",VLOOKUP(B323,'Seasonal Customer Count'!$B:$P,12,FALSE),\"Check\")),0)","v":0},{"$f":"IFERROR(IF(OR(C323=\"S\",C323=\"D\"),VLOOKUP(B323,'Seasonal Customer Count'!$B:$P,5,FALSE),IF(C323=\"W\",VLOOKUP(B323,'Seasonal Customer Count'!$B:$P,13,FALSE),\"Check\")),0)","v":0},{"$f":"IFERROR(IF(OR(C323=\"S\",C323=\"D\"),VLOOKUP(B323,'Seasonal Customer Count'!$B:$P,6,FALSE),IF(C323=\"W\",VLOOKUP(B323,'Seasonal Customer Count'!$B:$P,14,FALSE),\"Check\")),0)","v":0},{"$f":"IFERROR(IF(OR(C323=\"S\",C323=\"D\"),VLOOKUP(B323,'Seasonal Customer Count'!$B:$P,7,FALSE),IF(C323=\"W\",VLOOKUP(B323,'Seasonal Customer Count'!$B:$P,15,FALSE),\"Check\")),0)","v":0},{"$f":"IFERROR(IF(OR(C323=\"S\",C323=\"D\"),VLOOKUP(B323,'Seasonal Customer Count'!$B:$P,8,FALSE),IF(C323=\"W\",VLOOKUP(B323,'Seasonal Customer Count'!$B:$P,16,FALSE),\"Check\")),0)","v":0},{"$f":"Summary!$D$8*(K323*'Average Project Size'!$F$6+L323*'Average Project Size'!$F$7+M323*'Average Project Size'!$F$8+N323*'Average Project Size'!$F$10+O323*'Average Project Size'!$F$9)/1000","v":0},{"$f":"Summary!$D$8*(K323*F323*'Average Project Size'!$F$6+L323*G323*'Average Project Size'!$F$7+M323*H323*'Average Project Size'!$F$8+N323*I323*'Average Project Size'!$F$10+O323*J323*'Average Project Size'!$F$9)/1000","v":0}]
[null,{"$f":"'Peak Identification'!B322","v":"EMET T-132"},{"$f":"'Peak Identification'!D322","v":"S"},{"$f":"'Peak Identification'!E322","v":17},{"$f":"VLOOKUP($D324,'DER Output'!$S$17:$X$41,6,FALSE)","v":0.19174838710475617},{"$f":"IF($C324=\"S\",VLOOKUP($D324,'DER Output'!$S$18:$W$41,2,FALSE),VLOOKUP($D324,'DER Output'!$S$18:$W$41,3,FALSE))","v":0.30300399777640191},{"$f":"IF($C324=\"S\",VLOOKUP($D324,'DER Output'!$S$18:$W$41,4,FALSE),VLOOKUP($D324,'DER Output'!$S$18:$W$41,5,FALSE))","v":0.30300399777640191},{"$f":"IF($C324=\"S\",VLOOKUP($D324,'DER Output'!$S$18:$W$41,4,FALSE),VLOOKUP($D324,'DER Output'!$S$18:$W$41,5,FALSE))","v":0.30300399777640191},{"$f":"IF($C324=\"S\",VLOOKUP($D324,'DER Output'!$S$18:$W$41,4,FALSE),VLOOKUP($D324,'DER Output'!$S$18:$W$41,5,FALSE))","v":0.30300399777640191},{"$f":"IF($C324=\"S\",VLOOKUP($D324,'DER Output'!$S$18:$W$41,4,FALSE),VLOOKUP($D324,'DER Output'!$S$18:$W$41,5,FALSE))","v":0.30300399777640191},{"$f":"IFERROR(IF(OR(C324=\"S\",C324=\"D\"),VLOOKUP(B324,'Seasonal Customer Count'!$B:$I,4,FALSE),IF(C324=\"W\",VLOOKUP(B324,'Seasonal Customer Count'!$B:$P,12,FALSE),\"Check\")),0)","v":3930},{"$f":"IFERROR(IF(OR(C324=\"S\",C324=\"D\"),VLOOKUP(B324,'Seasonal Customer Count'!$B:$P,5,FALSE),IF(C324=\"W\",VLOOKUP(B324,'Seasonal Customer Count'!$B:$P,13,FALSE),\"Check\")),0)","v":345},{"$f":"IFERROR(IF(OR(C324=\"S\",C324=\"D\"),VLOOKUP(B324,'Seasonal Customer Count'!$B:$P,6,FALSE),IF(C324=\"W\",VLOOKUP(B324,'Seasonal Customer Count'!$B:$P,14,FALSE),\"Check\")),0)","v":274},{"$f":"IFERROR(IF(OR(C324=\"S\",C324=\"D\"),VLOOKUP(B324,'Seasonal Customer Count'!$B:$P,7,FALSE),IF(C324=\"W\",VLOOKUP(B324,'Seasonal Customer Count'!$B:$P,15,FALSE),\"Check\")),0)","v":3},{"$f":"IFERROR(IF(OR(C324=\"S\",C324=\"D\"),VLOOKUP(B324,'Seasonal Customer Count'!$B:$P,8,FALSE),IF(C324=\"W\",VLOOKUP(B324,'Seasonal Customer Count'!$B:$P,16,FALSE),\"Check\")),0)","v":142},{"$f":"Summary!$D$8*(K324*'Average Project Size'!$F$6+L324*'Average Project Size'!$F$7+M324*'Average Project Size'!$F$8+N324*'Average Project Size'!$F$10+O324*'Average Project Size'!$F$9)/1000","v":0.32775772322139757},{"$f":"Summary!$D$8*(K324*F324*'Average Project Size'!$F$6+L324*G324*'Average Project Size'!$F$7+M324*H324*'Average Project Size'!$F$8+N324*I324*'Average Project Size'!$F$10+O324*J324*'Average Project Size'!$F$9)/1000","v":9.9311900438174922E-2}]
[null,{"$f":"'Peak Identification'!B323","v":"ESTN11"},{"$f":"'Peak Identification'!D323","v":"S"},{"$f":"'Peak Identification'!E323","v":18},{"$f":"VLOOKUP($D325,'DER Output'!$S$17:$X$41,6,FALSE)","v":0.16032398020038169},{"$f":"IF($C325=\"S\",VLOOKUP($D325,'DER Output'!$S$18:$W$41,2,FALSE),VLOOKUP($D325,'DER Output'!$S$18:$W$41,3,FALSE))","v":0.17224423800777711},{"$f":"IF($C325=\"S\",VLOOKUP($D325,'DER Output'!$S$18:$W$41,4,FALSE),VLOOKUP($D325,'DER Output'!$S$18:$W$41,5,FALSE))","v":0.17224423800777711},{"$f":"IF($C325=\"S\",VLOOKUP($D325,'DER Output'!$S$18:$W$41,4,FALSE),VLOOKUP($D325,'DER Output'!$S$18:$W$41,5,FALSE))","v":0.17224423800777711},{"$f":"IF($C325=\"S\",VLOOKUP($D325,'DER Output'!$S$18:$W$41,4,FALSE),VLOOKUP($D325,'DER Output'!$S$18:$W$41,5,FALSE))","v":0.17224423800777711},{"$f":"IF($C325=\"S\",VLOOKUP($D325,'DER Output'!$S$18:$W$41,4,FALSE),VLOOKUP($D325,'DER Output'!$S$18:$W$41,5,FALSE))","v":0.17224423800777711},{"$f":"IFERROR(IF(OR(C325=\"S\",C325=\"D\"),VLOOKUP(B325,'Seasonal Customer Count'!$B:$I,4,FALSE),IF(C325=\"W\",VLOOKUP(B325,'Seasonal Customer Count'!$B:$P,12,FALSE),\"Check\")),0)","v":0},{"$f":"IFERROR(IF(OR(C325=\"S\",C325=\"D\"),VLOOKUP(B325,'Seasonal Customer Count'!$B:$P,5,FALSE),IF(C325=\"W\",VLOOKUP(B325,'Seasonal Customer Count'!$B:$P,13,FALSE),\"Check\")),0)","v":0},{"$f":"IFERROR(IF(OR(C325=\"S\",C325=\"D\"),VLOOKUP(B325,'Seasonal Customer Count'!$B:$P,6,FALSE),IF(C325=\"W\",VLOOKUP(B325,'Seasonal Customer Count'!$B:$P,14,FALSE),\"Check\")),0)","v":0},{"$f":"IFERROR(IF(OR(C325=\"S\",C325=\"D\"),VLOOKUP(B325,'Seasonal Customer Count'!$B:$P,7,FALSE),IF(C325=\"W\",VLOOKUP(B325,'Seasonal Customer Count'!$B:$P,15,FALSE),\"Check\")),0)","v":0},{"$f":"IFERROR(IF(OR(C325=\"S\",C325=\"D\"),VLOOKUP(B325,'Seasonal Customer Count'!$B:$P,8,FALSE),IF(C325=\"W\",VLOOKUP(B325,'Seasonal Customer Count'!$B:$P,16,FALSE),\"Check\")),0)","v":0},{"$f":"Summary!$D$8*(K325*'Average Project Size'!$F$6+L325*'Average Project Size'!$F$7+M325*'Average Project Size'!$F$8+N325*'Average Project Size'!$F$10+O325*'Average Project Size'!$F$9)/1000","v":0},{"$f":"Summary!$D$8*(K325*F325*'Average Project Size'!$F$6+L325*G325*'Average Project Size'!$F$7+M325*H325*'Average Project Size'!$F$8+N325*I325*'Average Project Size'!$F$10+O325*J325*'Average Project Size'!$F$9)/1000","v":0}]
[null,{"$f":"'Peak Identification'!B324","v":"ESTN T-061"},{"$f":"'Peak Identification'!D324","v":"S"},{"$f":"'Peak Identification'!E324","v":18},{"$f":"VLOOKUP($D326,'DER Output'!$S$17:$X$41,6,FALSE)","v":0.16032398020038169},{"$f":"IF($C326=\"S\",VLOOKUP($D326,'DER Output'!$S$18:$W$41,2,FALSE),VLOOKUP($D326,'DER Output'!$S$18:$W$41,3,FALSE))","v":0.17224423800777711},{"$f":"IF($C326=\"S\",VLOOKUP($D326,'DER Output'!$S$18:$W$41,4,FALSE),VLOOKUP($D326,'DER Output'!$S$18:$W$41,5,FALSE))","v":0.17224423800777711},{"$f":"IF($C326=\"S\",VLOOKUP($D326,'DER Output'!$S$18:$W$41,4,FALSE),VLOOKUP($D326,'DER Output'!$S$18:$W$41,5,FALSE))","v":0.17224423800777711},{"$f":"IF($C326=\"S\",VLOOKUP($D326,'DER Output'!$S$18:$W$41,4,FALSE),VLOOKUP($D326,'DER Output'!$S$18:$W$41,5,FALSE))","v":0.17224423800777711},{"$f":"IF($C326=\"S\",VLOOKUP($D326,'DER Output'!$S$18:$W$41,4,FALSE),VLOOKUP($D326,'DER Output'!$S$18:$W$41,5,FALSE))","v":0.17224423800777711},{"$f":"IFERROR(IF(OR(C326=\"S\",C326=\"D\"),VLOOKUP(B326,'Seasonal Customer Count'!$B:$I,4,FALSE),IF(C326=\"W\",VLOOKUP(B326,'Seasonal Customer Count'!$B:$P,12,FALSE),\"Check\")),0)","v":0},{"$f":"IFERROR(IF(OR(C326=\"S\",C326=\"D\"),VLOOKUP(B326,'Seasonal Customer Count'!$B:$P,5,FALSE),IF(C326=\"W\",VLOOKUP(B326,'Seasonal Customer Count'!$B:$P,13,FALSE),\"Check\")),0)","v":0},{"$f":"IFERROR(IF(OR(C326=\"S\",C326=\"D\"),VLOOKUP(B326,'Seasonal Customer Count'!$B:$P,6,FALSE),IF(C326=\"W\",VLOOKUP(B326,'Seasonal Customer Count'!$B:$P,14,FALSE),\"Check\")),0)","v":0},{"$f":"IFERROR(IF(OR(C326=\"S\",C326=\"D\"),VLOOKUP(B326,'Seasonal Customer Count'!$B:$P,7,FALSE),IF(C326=\"W\",VLOOKUP(B326,'Seasonal Customer Count'!$B:$P,15,FALSE),\"Check\")),0)","v":0},{"$f":"IFERROR(IF(OR(C326=\"S\",C326=\"D\"),VLOOKUP(B326,'Seasonal Customer Count'!$B:$P,8,FALSE),IF(C326=\"W\",VLOOKUP(B326,'Seasonal Customer Count'!$B:$P,16,FALSE),\"Check\")),0)","v":0},{"$f":"Summary!$D$8*(K326*'Average Project Size'!$F$6+L326*'Average Project Size'!$F$7+M326*'Average Project Size'!$F$8+N326*'Average Project Size'!$F$10+O326*'Average Project Size'!$F$9)/1000","v":0},{"$f":"Summary!$D$8*(K326*F326*'Average Project Size'!$F$6+L326*G326*'Average Project Size'!$F$7+M326*H326*'Average Project Size'!$F$8+N326*I326*'Average Project Size'!$F$10+O326*J326*'Average Project Size'!$F$9)/1000","v":0}]
[null,{"$f":"'Peak Identification'!B325","v":"ETGT11"},{"$f":"'Peak Identification'!D325","v":"W"},{"$f":"'Peak Identification'!E325","v":14},{"$f":"VLOOKUP($D327,'DER Output'!$S$17:$X$41,6,FALSE)","v":0.26694349499860076},{"$f":"IF($C327=\"S\",VLOOKUP($D327,'DER Output'!$S$18:$W$41,2,FALSE),VLOOKUP($D327,'DER Output'!$S$18:$W$41,3,FALSE))","v":0.27846114888120072},{"$f":"IF($C327=\"S\",VLOOKUP($D327,'DER Output'!$S$18:$W$41,4,FALSE),VLOOKUP($D327,'DER Output'!$S$18:$W$41,5,FALSE))","v":0.27846114888120072},{"$f":"IF($C327=\"S\",VLOOKUP($D327,'DER Output'!$S$18:$W$41,4,FALSE),VLOOKUP($D327,'DER Output'!$S$18:$W$41,5,FALSE))","v":0.27846114888120072},{"$f":"IF($C327=\"S\",VLOOKUP($D327,'DER Output'!$S$18:$W$41,4,FALSE),VLOOKUP($D327,'DER Output'!$S$18:$W$41,5,FALSE))","v":0.27846114888120072},{"$f":"IF($C327=\"S\",VLOOKUP($D327,'DER Output'!$S$18:$W$41,4,FALSE),VLOOKUP($D327,'DER Output'!$S$18:$W$41,5,FALSE))","v":0.27846114888120072},{"$f":"IFERROR(IF(OR(C327=\"S\",C327=\"D\"),VLOOKUP(B327,'Seasonal Customer Count'!$B:$I,4,FALSE),IF(C327=\"W\",VLOOKUP(B327,'Seasonal Customer Count'!$B:$P,12,FALSE),\"Check\")),0)","v":65},{"$f":"IFERROR(IF(OR(C327=\"S\",C327=\"D\"),VLOOKUP(B327,'Seasonal Customer Count'!$B:$P,5,FALSE),IF(C327=\"W\",VLOOKUP(B327,'Seasonal Customer Count'!$B:$P,13,FALSE),\"Check\")),0)","v":195},{"$f":"IFERROR(IF(OR(C327=\"S\",C327=\"D\"),VLOOKUP(B327,'Seasonal Customer Count'!$B:$P,6,FALSE),IF(C327=\"W\",VLOOKUP(B327,'Seasonal Customer Count'!$B:$P,14,FALSE),\"Check\")),0)","v":8},{"$f":"IFERROR(IF(OR(C327=\"S\",C327=\"D\"),VLOOKUP(B327,'Seasonal Customer Count'!$B:$P,7,FALSE),IF(C327=\"W\",VLOOKUP(B327,'Seasonal Customer Count'!$B:$P,15,FALSE),\"Check\")),0)","v":0},{"$f":"IFERROR(IF(OR(C327=\"S\",C327=\"D\"),VLOOKUP(B327,'Seasonal Customer Count'!$B:$P,8,FALSE),IF(C327=\"W\",VLOOKUP(B327,'Seasonal Customer Count'!$B:$P,16,FALSE),\"Check\")),0)","v":0},{"$f":"Summary!$D$8*(K327*'Average Project Size'!$F$6+L327*'Average Project Size'!$F$7+M327*'Average Project Size'!$F$8+N327*'Average Project Size'!$F$10+O327*'Average Project Size'!$F$9)/1000","v":1.8262067843080609E-2},{"$f":"Summary!$D$8*(K327*F327*'Average Project Size'!$F$6+L327*G327*'Average Project Size'!$F$7+M327*H327*'Average Project Size'!$F$8+N327*I327*'Average Project Size'!$F$10+O327*J327*'Average Project Size'!$F$9)/1000","v":5.0852763925306561E-3}]
[null,{"$f":"'Peak Identification'!B326","v":"ETGT12"},{"$f":"'Peak Identification'!D326","v":"S"},{"$f":"'Peak Identification'!E326","v":17},{"$f":"VLOOKUP($D328,'DER Output'!$S$17:$X$41,6,FALSE)","v":0.19174838710475617},{"$f":"IF($C328=\"S\",VLOOKUP($D328,'DER Output'!$S$18:$W$41,2,FALSE),VLOOKUP($D328,'DER Output'!$S$18:$W$41,3,FALSE))","v":0.30300399777640191},{"$f":"IF($C328=\"S\",VLOOKUP($D328,'DER Output'!$S$18:$W$41,4,FALSE),VLOOKUP($D328,'DER Output'!$S$18:$W$41,5,FALSE))","v":0.30300399777640191},{"$f":"IF($C328=\"S\",VLOOKUP($D328,'DER Output'!$S$18:$W$41,4,FALSE),VLOOKUP($D328,'DER Output'!$S$18:$W$41,5,FALSE))","v":0.30300399777640191},{"$f":"IF($C328=\"S\",VLOOKUP($D328,'DER Output'!$S$18:$W$41,4,FALSE),VLOOKUP($D328,'DER Output'!$S$18:$W$41,5,FALSE))","v":0.30300399777640191},{"$f":"IF($C328=\"S\",VLOOKUP($D328,'DER Output'!$S$18:$W$41,4,FALSE),VLOOKUP($D328,'DER Output'!$S$18:$W$41,5,FALSE))","v":0.30300399777640191},{"$f":"IFERROR(IF(OR(C328=\"S\",C328=\"D\"),VLOOKUP(B328,'Seasonal Customer Count'!$B:$I,4,FALSE),IF(C328=\"W\",VLOOKUP(B328,'Seasonal Customer Count'!$B:$P,12,FALSE),\"Check\")),0)","v":1724},{"$f":"IFERROR(IF(OR(C328=\"S\",C328=\"D\"),VLOOKUP(B328,'Seasonal Customer Count'!$B:$P,5,FALSE),IF(C328=\"W\",VLOOKUP(B328,'Seasonal Customer Count'!$B:$P,13,FALSE),\"Check\")),0)","v":77},{"$f":"IFERROR(IF(OR(C328=\"S\",C328=\"D\"),VLOOKUP(B328,'Seasonal Customer Count'!$B:$P,6,FALSE),IF(C328=\"W\",VLOOKUP(B328,'Seasonal Customer Count'!$B:$P,14,FALSE),\"Check\")),0)","v":74},{"$f":"IFERROR(IF(OR(C328=\"S\",C328=\"D\"),VLOOKUP(B328,'Seasonal Customer Count'!$B:$P,7,FALSE),IF(C328=\"W\",VLOOKUP(B328,'Seasonal Customer Count'!$B:$P,15,FALSE),\"Check\")),0)","v":0},{"$f":"IFERROR(IF(OR(C328=\"S\",C328=\"D\"),VLOOKUP(B328,'Seasonal Customer Count'!$B:$P,8,FALSE),IF(C328=\"W\",VLOOKUP(B328,'Seasonal Customer Count'!$B:$P,16,FALSE),\"Check\")),0)","v":5},{"$f":"Summary!$D$8*(K328*'Average Project Size'!$F$6+L328*'Average Project Size'!$F$7+M328*'Average Project Size'!$F$8+N328*'Average Project Size'!$F$10+O328*'Average Project Size'!$F$9)/1000","v":9.0079047045071067E-2},{"$f":"Summary!$D$8*(K328*F328*'Average Project Size'!$F$6+L328*G328*'Average Project Size'!$F$7+M328*H328*'Average Project Size'!$F$8+N328*I328*'Average Project Size'!$F$10+O328*J328*'Average Project Size'!$F$9)/1000","v":2.7294311370545114E-2}]
[null,{"$f":"'Peak Identification'!B327","v":"ETGT13"},{"$f":"'Peak Identification'!D327","v":"W"},{"$f":"'Peak Identification'!E327","v":12},{"$f":"VLOOKUP($D329,'DER Output'!$S$17:$X$41,6,FALSE)","v":0},{"$f":"IF($C329=\"S\",VLOOKUP($D329,'DER Output'!$S$18:$W$41,2,FALSE),VLOOKUP($D329,'DER Output'!$S$18:$W$41,3,FALSE))","v":0.32902180894886607},{"$f":"IF($C329=\"S\",VLOOKUP($D329,'DER Output'!$S$18:$W$41,4,FALSE),VLOOKUP($D329,'DER Output'!$S$18:$W$41,5,FALSE))","v":0.32902180894886607},{"$f":"IF($C329=\"S\",VLOOKUP($D329,'DER Output'!$S$18:$W$41,4,FALSE),VLOOKUP($D329,'DER Output'!$S$18:$W$41,5,FALSE))","v":0.32902180894886607},{"$f":"IF($C329=\"S\",VLOOKUP($D329,'DER Output'!$S$18:$W$41,4,FALSE),VLOOKUP($D329,'DER Output'!$S$18:$W$41,5,FALSE))","v":0.32902180894886607},{"$f":"IF($C329=\"S\",VLOOKUP($D329,'DER Output'!$S$18:$W$41,4,FALSE),VLOOKUP($D329,'DER Output'!$S$18:$W$41,5,FALSE))","v":0.32902180894886607},{"$f":"IFERROR(IF(OR(C329=\"S\",C329=\"D\"),VLOOKUP(B329,'Seasonal Customer Count'!$B:$I,4,FALSE),IF(C329=\"W\",VLOOKUP(B329,'Seasonal Customer Count'!$B:$P,12,FALSE),\"Check\")),0)","v":21},{"$f":"IFERROR(IF(OR(C329=\"S\",C329=\"D\"),VLOOKUP(B329,'Seasonal Customer Count'!$B:$P,5,FALSE),IF(C329=\"W\",VLOOKUP(B329,'Seasonal Customer Count'!$B:$P,13,FALSE),\"Check\")),0)","v":59},{"$f":"IFERROR(IF(OR(C329=\"S\",C329=\"D\"),VLOOKUP(B329,'Seasonal Customer Count'!$B:$P,6,FALSE),IF(C329=\"W\",VLOOKUP(B329,'Seasonal Customer Count'!$B:$P,14,FALSE),\"Check\")),0)","v":1},{"$f":"IFERROR(IF(OR(C329=\"S\",C329=\"D\"),VLOOKUP(B329,'Seasonal Customer Count'!$B:$P,7,FALSE),IF(C329=\"W\",VLOOKUP(B329,'Seasonal Customer Count'!$B:$P,15,FALSE),\"Check\")),0)","v":0},{"$f":"IFERROR(IF(OR(C329=\"S\",C329=\"D\"),VLOOKUP(B329,'Seasonal Customer Count'!$B:$P,8,FALSE),IF(C329=\"W\",VLOOKUP(B329,'Seasonal Customer Count'!$B:$P,16,FALSE),\"Check\")),0)","v":0},{"$f":"Summary!$D$8*(K329*'Average Project Size'!$F$6+L329*'Average Project Size'!$F$7+M329*'Average Project Size'!$F$8+N329*'Average Project Size'!$F$10+O329*'Average Project Size'!$F$9)/1000","v":5.3341391248729201E-3},{"$f":"Summary!$D$8*(K329*F329*'Average Project Size'!$F$6+L329*G329*'Average Project Size'!$F$7+M329*H329*'Average Project Size'!$F$8+N329*I329*'Average Project Size'!$F$10+O329*J329*'Average Project Size'!$F$9)/1000","v":1.7550481040506099E-3}]
[null,{"$f":"'Peak Identification'!B328","v":"ETGT14"},{"$f":"'Peak Identification'!D328","v":"S"},{"$f":"'Peak Identification'!E328","v":13},{"$f":"VLOOKUP($D330,'DER Output'!$S$17:$X$41,6,FALSE)","v":0.3680214036441018},{"$f":"IF($C330=\"S\",VLOOKUP($D330,'DER Output'!$S$18:$W$41,2,FALSE),VLOOKUP($D330,'DER Output'!$S$18:$W$41,3,FALSE))","v":0.68995601564450493},{"$f":"IF($C330=\"S\",VLOOKUP($D330,'DER Output'!$S$18:$W$41,4,FALSE),VLOOKUP($D330,'DER Output'!$S$18:$W$41,5,FALSE))","v":0.68995601564450493},{"$f":"IF($C330=\"S\",VLOOKUP($D330,'DER Output'!$S$18:$W$41,4,FALSE),VLOOKUP($D330,'DER Output'!$S$18:$W$41,5,FALSE))","v":0.68995601564450493},{"$f":"IF($C330=\"S\",VLOOKUP($D330,'DER Output'!$S$18:$W$41,4,FALSE),VLOOKUP($D330,'DER Output'!$S$18:$W$41,5,FALSE))","v":0.68995601564450493},{"$f":"IF($C330=\"S\",VLOOKUP($D330,'DER Output'!$S$18:$W$41,4,FALSE),VLOOKUP($D330,'DER Output'!$S$18:$W$41,5,FALSE))","v":0.68995601564450493},{"$f":"IFERROR(IF(OR(C330=\"S\",C330=\"D\"),VLOOKUP(B330,'Seasonal Customer Count'!$B:$I,4,FALSE),IF(C330=\"W\",VLOOKUP(B330,'Seasonal Customer Count'!$B:$P,12,FALSE),\"Check\")),0)","v":59},{"$f":"IFERROR(IF(OR(C330=\"S\",C330=\"D\"),VLOOKUP(B330,'Seasonal Customer Count'!$B:$P,5,FALSE),IF(C330=\"W\",VLOOKUP(B330,'Seasonal Customer Count'!$B:$P,13,FALSE),\"Check\")),0)","v":18},{"$f":"IFERROR(IF(OR(C330=\"S\",C330=\"D\"),VLOOKUP(B330,'Seasonal Customer Count'!$B:$P,6,FALSE),IF(C330=\"W\",VLOOKUP(B330,'Seasonal Customer Count'!$B:$P,14,FALSE),\"Check\")),0)","v":19},{"$f":"IFERROR(IF(OR(C330=\"S\",C330=\"D\"),VLOOKUP(B330,'Seasonal Customer Count'!$B:$P,7,FALSE),IF(C330=\"W\",VLOOKUP(B330,'Seasonal Customer Count'!$B:$P,15,FALSE),\"Check\")),0)","v":3},{"$f":"IFERROR(IF(OR(C330=\"S\",C330=\"D\"),VLOOKUP(B330,'Seasonal Customer Count'!$B:$P,8,FALSE),IF(C330=\"W\",VLOOKUP(B330,'Seasonal Customer Count'!$B:$P,16,FALSE),\"Check\")),0)","v":2},{"$f":"Summary!$D$8*(K330*'Average Project Size'!$F$6+L330*'Average Project Size'!$F$7+M330*'Average Project Size'!$F$8+N330*'Average Project Size'!$F$10+O330*'Average Project Size'!$F$9)/1000","v":1.7011598877233927E-2},{"$f":"Summary!$D$8*(K330*F330*'Average Project Size'!$F$6+L330*G330*'Average Project Size'!$F$7+M330*H330*'Average Project Size'!$F$8+N330*I330*'Average Project Size'!$F$10+O330*J330*'Average Project Size'!$F$9)/1000","v":1.1737254981078853E-2}]
[null,{"$f":"'Peak Identification'!B329","v":"ETGT15"},{"$f":"'Peak Identification'!D329","v":"W"},{"$f":"'Peak Identification'!E329","v":18},{"$f":"VLOOKUP($D331,'DER Output'!$S$17:$X$41,6,FALSE)","v":0.16032398020038169},{"$f":"IF($C331=\"S\",VLOOKUP($D331,'DER Output'!$S$18:$W$41,2,FALSE),VLOOKUP($D331,'DER Output'!$S$18:$W$41,3,FALSE))","v":5.535976984247182E-4},{"$f":"IF($C331=\"S\",VLOOKUP($D331,'DER Output'!$S$18:$W$41,4,FALSE),VLOOKUP($D331,'DER Output'!$S$18:$W$41,5,FALSE))","v":5.535976984247182E-4},{"$f":"IF($C331=\"S\",VLOOKUP($D331,'DER Output'!$S$18:$W$41,4,FALSE),VLOOKUP($D331,'DER Output'!$S$18:$W$41,5,FALSE))","v":5.535976984247182E-4},{"$f":"IF($C331=\"S\",VLOOKUP($D331,'DER Output'!$S$18:$W$41,4,FALSE),VLOOKUP($D331,'DER Output'!$S$18:$W$41,5,FALSE))","v":5.535976984247182E-4},{"$f":"IF($C331=\"S\",VLOOKUP($D331,'DER Output'!$S$18:$W$41,4,FALSE),VLOOKUP($D331,'DER Output'!$S$18:$W$41,5,FALSE))","v":5.535976984247182E-4},{"$f":"IFERROR(IF(OR(C331=\"S\",C331=\"D\"),VLOOKUP(B331,'Seasonal Customer Count'!$B:$I,4,FALSE),IF(C331=\"W\",VLOOKUP(B331,'Seasonal Customer Count'!$B:$P,12,FALSE),\"Check\")),0)","v":0},{"$f":"IFERROR(IF(OR(C331=\"S\",C331=\"D\"),VLOOKUP(B331,'Seasonal Customer Count'!$B:$P,5,FALSE),IF(C331=\"W\",VLOOKUP(B331,'Seasonal Customer Count'!$B:$P,13,FALSE),\"Check\")),0)","v":0},{"$f":"IFERROR(IF(OR(C331=\"S\",C331=\"D\"),VLOOKUP(B331,'Seasonal Customer Count'!$B:$P,6,FALSE),IF(C331=\"W\",VLOOKUP(B331,'Seasonal Customer Count'!$B:$P,14,FALSE),\"Check\")),0)","v":2},{"$f":"IFERROR(IF(OR(C331=\"S\",C331=\"D\"),VLOOKUP(B331,'Seasonal Customer Count'!$B:$P,7,FALSE),IF(C331=\"W\",VLOOKUP(B331,'Seasonal Customer Count'!$B:$P,15,FALSE),\"Check\")),0)","v":0},{"$f":"IFERROR(IF(OR(C331=\"S\",C331=\"D\"),VLOOKUP(B331,'Seasonal Customer Count'!$B:$P,8,FALSE),IF(C331=\"W\",VLOOKUP(B331,'Seasonal Customer Count'!$B:$P,16,FALSE),\"Check\")),0)","v":0},{"$f":"Summary!$D$8*(K331*'Average Project Size'!$F$6+L331*'Average Project Size'!$F$7+M331*'Average Project Size'!$F$8+N331*'Average Project Size'!$F$10+O331*'Average Project Size'!$F$9)/1000","v":3.4396528675214222E-4},{"$f":"Summary!$D$8*(K331*F331*'Average Project Size'!$F$6+L331*G331*'Average Project Size'!$F$7+M331*H331*'Average Project Size'!$F$8+N331*I331*'Average Project Size'!$F$10+O331*J331*'Average Project Size'!$F$9)/1000","v":1.9041839108398413E-7}]
[null,{"$f":"'Peak Identification'!B330","v":"ETGT16"},{"$f":"'Peak Identification'!D330","v":"S"},{"$f":"'Peak Identification'!E330","v":17},{"$f":"VLOOKUP($D332,'DER Output'!$S$17:$X$41,6,FALSE)","v":0.19174838710475617},{"$f":"IF($C332=\"S\",VLOOKUP($D332,'DER Output'!$S$18:$W$41,2,FALSE),VLOOKUP($D332,'DER Output'!$S$18:$W$41,3,FALSE))","v":0.30300399777640191},{"$f":"IF($C332=\"S\",VLOOKUP($D332,'DER Output'!$S$18:$W$41,4,FALSE),VLOOKUP($D332,'DER Output'!$S$18:$W$41,5,FALSE))","v":0.30300399777640191},{"$f":"IF($C332=\"S\",VLOOKUP($D332,'DER Output'!$S$18:$W$41,4,FALSE),VLOOKUP($D332,'DER Output'!$S$18:$W$41,5,FALSE))","v":0.30300399777640191},{"$f":"IF($C332=\"S\",VLOOKUP($D332,'DER Output'!$S$18:$W$41,4,FALSE),VLOOKUP($D332,'DER Output'!$S$18:$W$41,5,FALSE))","v":0.30300399777640191},{"$f":"IF($C332=\"S\",VLOOKUP($D332,'DER Output'!$S$18:$W$41,4,FALSE),VLOOKUP($D332,'DER Output'!$S$18:$W$41,5,FALSE))","v":0.30300399777640191},{"$f":"IFERROR(IF(OR(C332=\"S\",C332=\"D\"),VLOOKUP(B332,'Seasonal Customer Count'!$B:$I,4,FALSE),IF(C332=\"W\",VLOOKUP(B332,'Seasonal Customer Count'!$B:$P,12,FALSE),\"Check\")),0)","v":1608},{"$f":"IFERROR(IF(OR(C332=\"S\",C332=\"D\"),VLOOKUP(B332,'Seasonal Customer Count'!$B:$P,5,FALSE),IF(C332=\"W\",VLOOKUP(B332,'Seasonal Customer Count'!$B:$P,13,FALSE),\"Check\")),0)","v":100},{"$f":"IFERROR(IF(OR(C332=\"S\",C332=\"D\"),VLOOKUP(B332,'Seasonal Customer Count'!$B:$P,6,FALSE),IF(C332=\"W\",VLOOKUP(B332,'Seasonal Customer Count'!$B:$P,14,FALSE),\"Check\")),0)","v":103},{"$f":"IFERROR(IF(OR(C332=\"S\",C332=\"D\"),VLOOKUP(B332,'Seasonal Customer Count'!$B:$P,7,FALSE),IF(C332=\"W\",VLOOKUP(B332,'Seasonal Customer Count'!$B:$P,15,FALSE),\"Check\")),0)","v":1},{"$f":"IFERROR(IF(OR(C332=\"S\",C332=\"D\"),VLOOKUP(B332,'Seasonal Customer Count'!$B:$P,8,FALSE),IF(C332=\"W\",VLOOKUP(B332,'Seasonal Customer Count'!$B:$P,16,FALSE),\"Check\")),0)","v":3},{"$f":"Summary!$D$8*(K332*'Average Project Size'!$F$6+L332*'Average Project Size'!$F$7+M332*'Average Project Size'!$F$8+N332*'Average Project Size'!$F$10+O332*'Average Project Size'!$F$9)/1000","v":9.3806277485311104E-2},{"$f":"Summary!$D$8*(K332*F332*'Average Project Size'!$F$6+L332*G332*'Average Project Size'!$F$7+M332*H332*'Average Project Size'!$F$8+N332*I332*'Average Project Size'!$F$10+O332*J332*'Average Project Size'!$F$9)/1000","v":2.8423677094571748E-2}]
[null,{"$f":"'Peak Identification'!B331","v":"ETGT17"},{"$f":"'Peak Identification'!D331","v":"W"},{"$f":"'Peak Identification'!E331","v":7},{"$f":"VLOOKUP($D333,'DER Output'!$S$17:$X$41,6,FALSE)","v":0},{"$f":"IF($C333=\"S\",VLOOKUP($D333,'DER Output'!$S$18:$W$41,2,FALSE),VLOOKUP($D333,'DER Output'!$S$18:$W$41,3,FALSE))","v":1.6354374218706029E-3},{"$f":"IF($C333=\"S\",VLOOKUP($D333,'DER Output'!$S$18:$W$41,4,FALSE),VLOOKUP($D333,'DER Output'!$S$18:$W$41,5,FALSE))","v":1.6354374218706029E-3},{"$f":"IF($C333=\"S\",VLOOKUP($D333,'DER Output'!$S$18:$W$41,4,FALSE),VLOOKUP($D333,'DER Output'!$S$18:$W$41,5,FALSE))","v":1.6354374218706029E-3},{"$f":"IF($C333=\"S\",VLOOKUP($D333,'DER Output'!$S$18:$W$41,4,FALSE),VLOOKUP($D333,'DER Output'!$S$18:$W$41,5,FALSE))","v":1.6354374218706029E-3},{"$f":"IF($C333=\"S\",VLOOKUP($D333,'DER Output'!$S$18:$W$41,4,FALSE),VLOOKUP($D333,'DER Output'!$S$18:$W$41,5,FALSE))","v":1.6354374218706029E-3},{"$f":"IFERROR(IF(OR(C333=\"S\",C333=\"D\"),VLOOKUP(B333,'Seasonal Customer Count'!$B:$I,4,FALSE),IF(C333=\"W\",VLOOKUP(B333,'Seasonal Customer Count'!$B:$P,12,FALSE),\"Check\")),0)","v":55},{"$f":"IFERROR(IF(OR(C333=\"S\",C333=\"D\"),VLOOKUP(B333,'Seasonal Customer Count'!$B:$P,5,FALSE),IF(C333=\"W\",VLOOKUP(B333,'Seasonal Customer Count'!$B:$P,13,FALSE),\"Check\")),0)","v":88},{"$f":"IFERROR(IF(OR(C333=\"S\",C333=\"D\"),VLOOKUP(B333,'Seasonal Customer Count'!$B:$P,6,FALSE),IF(C333=\"W\",VLOOKUP(B333,'Seasonal Customer Count'!$B:$P,14,FALSE),\"Check\")),0)","v":0},{"$f":"IFERROR(IF(OR(C333=\"S\",C333=\"D\"),VLOOKUP(B333,'Seasonal Customer Count'!$B:$P,7,FALSE),IF(C333=\"W\",VLOOKUP(B333,'Seasonal Customer Count'!$B:$P,15,FALSE),\"Check\")),0)","v":0},{"$f":"IFERROR(IF(OR(C333=\"S\",C333=\"D\"),VLOOKUP(B333,'Seasonal Customer Count'!$B:$P,8,FALSE),IF(C333=\"W\",VLOOKUP(B333,'Seasonal Customer Count'!$B:$P,16,FALSE),\"Check\")),0)","v":0},{"$f":"Summary!$D$8*(K333*'Average Project Size'!$F$6+L333*'Average Project Size'!$F$7+M333*'Average Project Size'!$F$8+N333*'Average Project Size'!$F$10+O333*'Average Project Size'!$F$9)/1000","v":8.6406247518426658E-3},{"$f":"Summary!$D$8*(K333*F333*'Average Project Size'!$F$6+L333*G333*'Average Project Size'!$F$7+M333*H333*'Average Project Size'!$F$8+N333*I333*'Average Project Size'!$F$10+O333*J333*'Average Project Size'!$F$9)/1000","v":1.4131201067504886E-5}]
[null,{"$f":"'Peak Identification'!B332","v":"ETGT18"},{"$f":"'Peak Identification'!D332","v":"S"},{"$f":"'Peak Identification'!E332","v":15},{"$f":"VLOOKUP($D334,'DER Output'!$S$17:$X$41,6,FALSE)","v":0.24675324675324678},{"$f":"IF($C334=\"S\",VLOOKUP($D334,'DER Output'!$S$18:$W$41,2,FALSE),VLOOKUP($D334,'DER Output'!$S$18:$W$41,3,FALSE))","v":0.57498529407079435},{"$f":"IF($C334=\"S\",VLOOKUP($D334,'DER Output'!$S$18:$W$41,4,FALSE),VLOOKUP($D334,'DER Output'!$S$18:$W$41,5,FALSE))","v":0.57498529407079435},{"$f":"IF($C334=\"S\",VLOOKUP($D334,'DER Output'!$S$18:$W$41,4,FALSE),VLOOKUP($D334,'DER Output'!$S$18:$W$41,5,FALSE))","v":0.57498529407079435},{"$f":"IF($C334=\"S\",VLOOKUP($D334,'DER Output'!$S$18:$W$41,4,FALSE),VLOOKUP($D334,'DER Output'!$S$18:$W$41,5,FALSE))","v":0.57498529407079435},{"$f":"IF($C334=\"S\",VLOOKUP($D334,'DER Output'!$S$18:$W$41,4,FALSE),VLOOKUP($D334,'DER Output'!$S$18:$W$41,5,FALSE))","v":0.57498529407079435},{"$f":"IFERROR(IF(OR(C334=\"S\",C334=\"D\"),VLOOKUP(B334,'Seasonal Customer Count'!$B:$I,4,FALSE),IF(C334=\"W\",VLOOKUP(B334,'Seasonal Customer Count'!$B:$P,12,FALSE),\"Check\")),0)","v":546},{"$f":"IFERROR(IF(OR(C334=\"S\",C334=\"D\"),VLOOKUP(B334,'Seasonal Customer Count'!$B:$P,5,FALSE),IF(C334=\"W\",VLOOKUP(B334,'Seasonal Customer Count'!$B:$P,13,FALSE),\"Check\")),0)","v":50},{"$f":"IFERROR(IF(OR(C334=\"S\",C334=\"D\"),VLOOKUP(B334,'Seasonal Customer Count'!$B:$P,6,FALSE),IF(C334=\"W\",VLOOKUP(B334,'Seasonal Customer Count'!$B:$P,14,FALSE),\"Check\")),0)","v":66},{"$f":"IFERROR(IF(OR(C334=\"S\",C334=\"D\"),VLOOKUP(B334,'Seasonal Customer Count'!$B:$P,7,FALSE),IF(C334=\"W\",VLOOKUP(B334,'Seasonal Customer Count'!$B:$P,15,FALSE),\"Check\")),0)","v":0},{"$f":"IFERROR(IF(OR(C334=\"S\",C334=\"D\"),VLOOKUP(B334,'Seasonal Customer Count'!$B:$P,8,FALSE),IF(C334=\"W\",VLOOKUP(B334,'Seasonal Customer Count'!$B:$P,16,FALSE),\"Check\")),0)","v":0},{"$f":"Summary!$D$8*(K334*'Average Project Size'!$F$6+L334*'Average Project Size'!$F$7+M334*'Average Project Size'!$F$8+N334*'Average Project Size'!$F$10+O334*'Average Project Size'!$F$9)/1000","v":3.6720264246342928E-2},{"$f":"Summary!$D$8*(K334*F334*'Average Project Size'!$F$6+L334*G334*'Average Project Size'!$F$7+M334*H334*'Average Project Size'!$F$8+N334*I334*'Average Project Size'!$F$10+O334*J334*'Average Project Size'!$F$9)/1000","v":2.1113611936040767E-2}]
[null,{"$f":"'Peak Identification'!B333","v":"ETGT T-131"},{"$f":"'Peak Identification'!D333","v":"S"},{"$f":"'Peak Identification'!E333","v":17},{"$f":"VLOOKUP($D335,'DER Output'!$S$17:$X$41,6,FALSE)","v":0.19174838710475617},{"$f":"IF($C335=\"S\",VLOOKUP($D335,'DER Output'!$S$18:$W$41,2,FALSE),VLOOKUP($D335,'DER Output'!$S$18:$W$41,3,FALSE))","v":0.30300399777640191},{"$f":"IF($C335=\"S\",VLOOKUP($D335,'DER Output'!$S$18:$W$41,4,FALSE),VLOOKUP($D335,'DER Output'!$S$18:$W$41,5,FALSE))","v":0.30300399777640191},{"$f":"IF($C335=\"S\",VLOOKUP($D335,'DER Output'!$S$18:$W$41,4,FALSE),VLOOKUP($D335,'DER Output'!$S$18:$W$41,5,FALSE))","v":0.30300399777640191},{"$f":"IF($C335=\"S\",VLOOKUP($D335,'DER Output'!$S$18:$W$41,4,FALSE),VLOOKUP($D335,'DER Output'!$S$18:$W$41,5,FALSE))","v":0.30300399777640191},{"$f":"IF($C335=\"S\",VLOOKUP($D335,'DER Output'!$S$18:$W$41,4,FALSE),VLOOKUP($D335,'DER Output'!$S$18:$W$41,5,FALSE))","v":0.30300399777640191},{"$f":"IFERROR(IF(OR(C335=\"S\",C335=\"D\"),VLOOKUP(B335,'Seasonal Customer Count'!$B:$I,4,FALSE),IF(C335=\"W\",VLOOKUP(B335,'Seasonal Customer Count'!$B:$P,12,FALSE),\"Check\")),0)","v":3774},{"$f":"IFERROR(IF(OR(C335=\"S\",C335=\"D\"),VLOOKUP(B335,'Seasonal Customer Count'!$B:$P,5,FALSE),IF(C335=\"W\",VLOOKUP(B335,'Seasonal Customer Count'!$B:$P,13,FALSE),\"Check\")),0)","v":234},{"$f":"IFERROR(IF(OR(C335=\"S\",C335=\"D\"),VLOOKUP(B335,'Seasonal Customer Count'!$B:$P,6,FALSE),IF(C335=\"W\",VLOOKUP(B335,'Seasonal Customer Count'!$B:$P,14,FALSE),\"Check\")),0)","v":217},{"$f":"IFERROR(IF(OR(C335=\"S\",C335=\"D\"),VLOOKUP(B335,'Seasonal Customer Count'!$B:$P,7,FALSE),IF(C335=\"W\",VLOOKUP(B335,'Seasonal Customer Count'!$B:$P,15,FALSE),\"Check\")),0)","v":4},{"$f":"IFERROR(IF(OR(C335=\"S\",C335=\"D\"),VLOOKUP(B335,'Seasonal Customer Count'!$B:$P,8,FALSE),IF(C335=\"W\",VLOOKUP(B335,'Seasonal Customer Count'!$B:$P,16,FALSE),\"Check\")),0)","v":31},{"$f":"Summary!$D$8*(K335*'Average Project Size'!$F$6+L335*'Average Project Size'!$F$7+M335*'Average Project Size'!$F$8+N335*'Average Project Size'!$F$10+O335*'Average Project Size'!$F$9)/1000","v":0.2359489363950045},{"$f":"Summary!$D$8*(K335*F335*'Average Project Size'!$F$6+L335*G335*'Average Project Size'!$F$7+M335*H335*'Average Project Size'!$F$8+N335*I335*'Average Project Size'!$F$10+O335*J335*'Average Project Size'!$F$9)/1000","v":7.1493470998776329E-2}]
[null,{"$f":"'Peak Identification'!B334","v":"ETGT T-132"},{"$f":"'Peak Identification'!D334","v":"W"},{"$f":"'Peak Identification'!E334","v":13},{"$f":"VLOOKUP($D336,'DER Output'!$S$17:$X$41,6,FALSE)","v":0.3680214036441018},{"$f":"IF($C336=\"S\",VLOOKUP($D336,'DER Output'!$S$18:$W$41,2,FALSE),VLOOKUP($D336,'DER Output'!$S$18:$W$41,3,FALSE))","v":0.33734578552830136},{"$f":"IF($C336=\"S\",VLOOKUP($D336,'DER Output'!$S$18:$W$41,4,FALSE),VLOOKUP($D336,'DER Output'!$S$18:$W$41,5,FALSE))","v":0.33734578552830136},{"$f":"IF($C336=\"S\",VLOOKUP($D336,'DER Output'!$S$18:$W$41,4,FALSE),VLOOKUP($D336,'DER Output'!$S$18:$W$41,5,FALSE))","v":0.33734578552830136},{"$f":"IF($C336=\"S\",VLOOKUP($D336,'DER Output'!$S$18:$W$41,4,FALSE),VLOOKUP($D336,'DER Output'!$S$18:$W$41,5,FALSE))","v":0.33734578552830136},{"$f":"IF($C336=\"S\",VLOOKUP($D336,'DER Output'!$S$18:$W$41,4,FALSE),VLOOKUP($D336,'DER Output'!$S$18:$W$41,5,FALSE))","v":0.33734578552830136},{"$f":"IFERROR(IF(OR(C336=\"S\",C336=\"D\"),VLOOKUP(B336,'Seasonal Customer Count'!$B:$I,4,FALSE),IF(C336=\"W\",VLOOKUP(B336,'Seasonal Customer Count'!$B:$P,12,FALSE),\"Check\")),0)","v":32},{"$f":"IFERROR(IF(OR(C336=\"S\",C336=\"D\"),VLOOKUP(B336,'Seasonal Customer Count'!$B:$P,5,FALSE),IF(C336=\"W\",VLOOKUP(B336,'Seasonal Customer Count'!$B:$P,13,FALSE),\"Check\")),0)","v":147},{"$f":"IFERROR(IF(OR(C336=\"S\",C336=\"D\"),VLOOKUP(B336,'Seasonal Customer Count'!$B:$P,6,FALSE),IF(C336=\"W\",VLOOKUP(B336,'Seasonal Customer Count'!$B:$P,14,FALSE),\"Check\")),0)","v":1},{"$f":"IFERROR(IF(OR(C336=\"S\",C336=\"D\"),VLOOKUP(B336,'Seasonal Customer Count'!$B:$P,7,FALSE),IF(C336=\"W\",VLOOKUP(B336,'Seasonal Customer Count'!$B:$P,15,FALSE),\"Check\")),0)","v":0},{"$f":"IFERROR(IF(OR(C336=\"S\",C336=\"D\"),VLOOKUP(B336,'Seasonal Customer Count'!$B:$P,8,FALSE),IF(C336=\"W\",VLOOKUP(B336,'Seasonal Customer Count'!$B:$P,16,FALSE),\"Check\")),0)","v":0},{"$f":"Summary!$D$8*(K336*'Average Project Size'!$F$6+L336*'Average Project Size'!$F$7+M336*'Average Project Size'!$F$8+N336*'Average Project Size'!$F$10+O336*'Average Project Size'!$F$9)/1000","v":1.2225879152715755E-2},{"$f":"Summary!$D$8*(K336*F336*'Average Project Size'!$F$6+L336*G336*'Average Project Size'!$F$7+M336*H336*'Average Project Size'!$F$8+N336*I336*'Average Project Size'!$F$10+O336*J336*'Average Project Size'!$F$9)/1000","v":4.124348806546981E-3}]
[null,{"$f":"'Peak Identification'!B335","v":"FALS11"},{"$f":"'Peak Identification'!D335","v":"S"},{"$f":"'Peak Identification'!E335","v":19},{"$f":"VLOOKUP($D337,'DER Output'!$S$17:$X$41,6,FALSE)","v":0.11066797934994306},{"$f":"IF($C337=\"S\",VLOOKUP($D337,'DER Output'!$S$18:$W$41,2,FALSE),VLOOKUP($D337,'DER Output'!$S$18:$W$41,3,FALSE))","v":7.5840560103576066E-2},{"$f":"IF($C337=\"S\",VLOOKUP($D337,'DER Output'!$S$18:$W$41,4,FALSE),VLOOKUP($D337,'DER Output'!$S$18:$W$41,5,FALSE))","v":7.5840560103576066E-2},{"$f":"IF($C337=\"S\",VLOOKUP($D337,'DER Output'!$S$18:$W$41,4,FALSE),VLOOKUP($D337,'DER Output'!$S$18:$W$41,5,FALSE))","v":7.5840560103576066E-2},{"$f":"IF($C337=\"S\",VLOOKUP($D337,'DER Output'!$S$18:$W$41,4,FALSE),VLOOKUP($D337,'DER Output'!$S$18:$W$41,5,FALSE))","v":7.5840560103576066E-2},{"$f":"IF($C337=\"S\",VLOOKUP($D337,'DER Output'!$S$18:$W$41,4,FALSE),VLOOKUP($D337,'DER Output'!$S$18:$W$41,5,FALSE))","v":7.5840560103576066E-2},{"$f":"IFERROR(IF(OR(C337=\"S\",C337=\"D\"),VLOOKUP(B337,'Seasonal Customer Count'!$B:$I,4,FALSE),IF(C337=\"W\",VLOOKUP(B337,'Seasonal Customer Count'!$B:$P,12,FALSE),\"Check\")),0)","v":344},{"$f":"IFERROR(IF(OR(C337=\"S\",C337=\"D\"),VLOOKUP(B337,'Seasonal Customer Count'!$B:$P,5,FALSE),IF(C337=\"W\",VLOOKUP(B337,'Seasonal Customer Count'!$B:$P,13,FALSE),\"Check\")),0)","v":50},{"$f":"IFERROR(IF(OR(C337=\"S\",C337=\"D\"),VLOOKUP(B337,'Seasonal Customer Count'!$B:$P,6,FALSE),IF(C337=\"W\",VLOOKUP(B337,'Seasonal Customer Count'!$B:$P,14,FALSE),\"Check\")),0)","v":65},{"$f":"IFERROR(IF(OR(C337=\"S\",C337=\"D\"),VLOOKUP(B337,'Seasonal Customer Count'!$B:$P,7,FALSE),IF(C337=\"W\",VLOOKUP(B337,'Seasonal Customer Count'!$B:$P,15,FALSE),\"Check\")),0)","v":0},{"$f":"IFERROR(IF(OR(C337=\"S\",C337=\"D\"),VLOOKUP(B337,'Seasonal Customer Count'!$B:$P,8,FALSE),IF(C337=\"W\",VLOOKUP(B337,'Seasonal Customer Count'!$B:$P,16,FALSE),\"Check\")),0)","v":52},{"$f":"Summary!$D$8*(K337*'Average Project Size'!$F$6+L337*'Average Project Size'!$F$7+M337*'Average Project Size'!$F$8+N337*'Average Project Size'!$F$10+O337*'Average Project Size'!$F$9)/1000","v":6.1592810166954635E-2},{"$f":"Summary!$D$8*(K337*F337*'Average Project Size'!$F$6+L337*G337*'Average Project Size'!$F$7+M337*H337*'Average Project Size'!$F$8+N337*I337*'Average Project Size'!$F$10+O337*J337*'Average Project Size'!$F$9)/1000","v":4.6712332214150741E-3}]
[null,{"$f":"'Peak Identification'!B336","v":"FALS12"},{"$f":"'Peak Identification'!D336","v":"W"},{"$f":"'Peak Identification'!E336","v":8},{"$f":"VLOOKUP($D338,'DER Output'!$S$17:$X$41,6,FALSE)","v":0},{"$f":"IF($C338=\"S\",VLOOKUP($D338,'DER Output'!$S$18:$W$41,2,FALSE),VLOOKUP($D338,'DER Output'!$S$18:$W$41,3,FALSE))","v":2.4357194050013426E-2},{"$f":"IF($C338=\"S\",VLOOKUP($D338,'DER Output'!$S$18:$W$41,4,FALSE),VLOOKUP($D338,'DER Output'!$S$18:$W$41,5,FALSE))","v":2.4357194050013426E-2},{"$f":"IF($C338=\"S\",VLOOKUP($D338,'DER Output'!$S$18:$W$41,4,FALSE),VLOOKUP($D338,'DER Output'!$S$18:$W$41,5,FALSE))","v":2.4357194050013426E-2},{"$f":"IF($C338=\"S\",VLOOKUP($D338,'DER Output'!$S$18:$W$41,4,FALSE),VLOOKUP($D338,'DER Output'!$S$18:$W$41,5,FALSE))","v":2.4357194050013426E-2},{"$f":"IF($C338=\"S\",VLOOKUP($D338,'DER Output'!$S$18:$W$41,4,FALSE),VLOOKUP($D338,'DER Output'!$S$18:$W$41,5,FALSE))","v":2.4357194050013426E-2},{"$f":"IFERROR(IF(OR(C338=\"S\",C338=\"D\"),VLOOKUP(B338,'Seasonal Customer Count'!$B:$I,4,FALSE),IF(C338=\"W\",VLOOKUP(B338,'Seasonal Customer Count'!$B:$P,12,FALSE),\"Check\")),0)","v":37},{"$f":"IFERROR(IF(OR(C338=\"S\",C338=\"D\"),VLOOKUP(B338,'Seasonal Customer Count'!$B:$P,5,FALSE),IF(C338=\"W\",VLOOKUP(B338,'Seasonal Customer Count'!$B:$P,13,FALSE),\"Check\")),0)","v":33},{"$f":"IFERROR(IF(OR(C338=\"S\",C338=\"D\"),VLOOKUP(B338,'Seasonal Customer Count'!$B:$P,6,FALSE),IF(C338=\"W\",VLOOKUP(B338,'Seasonal Customer Count'!$B:$P,14,FALSE),\"Check\")),0)","v":0},{"$f":"IFERROR(IF(OR(C338=\"S\",C338=\"D\"),VLOOKUP(B338,'Seasonal Customer Count'!$B:$P,7,FALSE),IF(C338=\"W\",VLOOKUP(B338,'Seasonal Customer Count'!$B:$P,15,FALSE),\"Check\")),0)","v":16},{"$f":"IFERROR(IF(OR(C338=\"S\",C338=\"D\"),VLOOKUP(B338,'Seasonal Customer Count'!$B:$P,8,FALSE),IF(C338=\"W\",VLOOKUP(B338,'Seasonal Customer Count'!$B:$P,16,FALSE),\"Check\")),0)","v":0},{"$f":"Summary!$D$8*(K338*'Average Project Size'!$F$6+L338*'Average Project Size'!$F$7+M338*'Average Project Size'!$F$8+N338*'Average Project Size'!$F$10+O338*'Average Project Size'!$F$9)/1000","v":5.085927400059357E-2},{"$f":"Summary!$D$8*(K338*F338*'Average Project Size'!$F$6+L338*G338*'Average Project Size'!$F$7+M338*H338*'Average Project Size'!$F$8+N338*I338*'Average Project Size'!$F$10+O338*J338*'Average Project Size'!$F$9)/1000","v":1.2387892060752603E-3}]
[null,{"$f":"'Peak Identification'!B337","v":"FALS13"},{"$f":"'Peak Identification'!D337","v":"S"},{"$f":"'Peak Identification'!E337","v":18},{"$f":"VLOOKUP($D339,'DER Output'!$S$17:$X$41,6,FALSE)","v":0.16032398020038169},{"$f":"IF($C339=\"S\",VLOOKUP($D339,'DER Output'!$S$18:$W$41,2,FALSE),VLOOKUP($D339,'DER Output'!$S$18:$W$41,3,FALSE))","v":0.17224423800777711},{"$f":"IF($C339=\"S\",VLOOKUP($D339,'DER Output'!$S$18:$W$41,4,FALSE),VLOOKUP($D339,'DER Output'!$S$18:$W$41,5,FALSE))","v":0.17224423800777711},{"$f":"IF($C339=\"S\",VLOOKUP($D339,'DER Output'!$S$18:$W$41,4,FALSE),VLOOKUP($D339,'DER Output'!$S$18:$W$41,5,FALSE))","v":0.17224423800777711},{"$f":"IF($C339=\"S\",VLOOKUP($D339,'DER Output'!$S$18:$W$41,4,FALSE),VLOOKUP($D339,'DER Output'!$S$18:$W$41,5,FALSE))","v":0.17224423800777711},{"$f":"IF($C339=\"S\",VLOOKUP($D339,'DER Output'!$S$18:$W$41,4,FALSE),VLOOKUP($D339,'DER Output'!$S$18:$W$41,5,FALSE))","v":0.17224423800777711},{"$f":"IFERROR(IF(OR(C339=\"S\",C339=\"D\"),VLOOKUP(B339,'Seasonal Customer Count'!$B:$I,4,FALSE),IF(C339=\"W\",VLOOKUP(B339,'Seasonal Customer Count'!$B:$P,12,FALSE),\"Check\")),0)","v":419},{"$f":"IFERROR(IF(OR(C339=\"S\",C339=\"D\"),VLOOKUP(B339,'Seasonal Customer Count'!$B:$P,5,FALSE),IF(C339=\"W\",VLOOKUP(B339,'Seasonal Customer Count'!$B:$P,13,FALSE),\"Check\")),0)","v":106},{"$f":"IFERROR(IF(OR(C339=\"S\",C339=\"D\"),VLOOKUP(B339,'Seasonal Customer Count'!$B:$P,6,FALSE),IF(C339=\"W\",VLOOKUP(B339,'Seasonal Customer Count'!$B:$P,14,FALSE),\"Check\")),0)","v":66},{"$f":"IFERROR(IF(OR(C339=\"S\",C339=\"D\"),VLOOKUP(B339,'Seasonal Customer Count'!$B:$P,7,FALSE),IF(C339=\"W\",VLOOKUP(B339,'Seasonal Customer Count'!$B:$P,15,FALSE),\"Check\")),0)","v":0},{"$f":"IFERROR(IF(OR(C339=\"S\",C339=\"D\"),VLOOKUP(B339,'Seasonal Customer Count'!$B:$P,8,FALSE),IF(C339=\"W\",VLOOKUP(B339,'Seasonal Customer Count'!$B:$P,16,FALSE),\"Check\")),0)","v":120},{"$f":"Summary!$D$8*(K339*'Average Project Size'!$F$6+L339*'Average Project Size'!$F$7+M339*'Average Project Size'!$F$8+N339*'Average Project Size'!$F$10+O339*'Average Project Size'!$F$9)/1000","v":0.11210322807996163},{"$f":"Summary!$D$8*(K339*F339*'Average Project Size'!$F$6+L339*G339*'Average Project Size'!$F$7+M339*H339*'Average Project Size'!$F$8+N339*I339*'Average Project Size'!$F$10+O339*J339*'Average Project Size'!$F$9)/1000","v":1.9309135098845038E-2}]
[null,{"$f":"'Peak Identification'!B338","v":"FALS14"},{"$f":"'Peak Identification'!D338","v":"S"},{"$f":"'Peak Identification'!E338","v":13},{"$f":"VLOOKUP($D340,'DER Output'!$S$17:$X$41,6,FALSE)","v":0.3680214036441018},{"$f":"IF($C340=\"S\",VLOOKUP($D340,'DER Output'!$S$18:$W$41,2,FALSE),VLOOKUP($D340,'DER Output'!$S$18:$W$41,3,FALSE))","v":0.68995601564450493},{"$f":"IF($C340=\"S\",VLOOKUP($D340,'DER Output'!$S$18:$W$41,4,FALSE),VLOOKUP($D340,'DER Output'!$S$18:$W$41,5,FALSE))","v":0.68995601564450493},{"$f":"IF($C340=\"S\",VLOOKUP($D340,'DER Output'!$S$18:$W$41,4,FALSE),VLOOKUP($D340,'DER Output'!$S$18:$W$41,5,FALSE))","v":0.68995601564450493},{"$f":"IF($C340=\"S\",VLOOKUP($D340,'DER Output'!$S$18:$W$41,4,FALSE),VLOOKUP($D340,'DER Output'!$S$18:$W$41,5,FALSE))","v":0.68995601564450493},{"$f":"IF($C340=\"S\",VLOOKUP($D340,'DER Output'!$S$18:$W$41,4,FALSE),VLOOKUP($D340,'DER Output'!$S$18:$W$41,5,FALSE))","v":0.68995601564450493},{"$f":"IFERROR(IF(OR(C340=\"S\",C340=\"D\"),VLOOKUP(B340,'Seasonal Customer Count'!$B:$I,4,FALSE),IF(C340=\"W\",VLOOKUP(B340,'Seasonal Customer Count'!$B:$P,12,FALSE),\"Check\")),0)","v":62},{"$f":"IFERROR(IF(OR(C340=\"S\",C340=\"D\"),VLOOKUP(B340,'Seasonal Customer Count'!$B:$P,5,FALSE),IF(C340=\"W\",VLOOKUP(B340,'Seasonal Customer Count'!$B:$P,13,FALSE),\"Check\")),0)","v":16},{"$f":"IFERROR(IF(OR(C340=\"S\",C340=\"D\"),VLOOKUP(B340,'Seasonal Customer Count'!$B:$P,6,FALSE),IF(C340=\"W\",VLOOKUP(B340,'Seasonal Customer Count'!$B:$P,14,FALSE),\"Check\")),0)","v":19},{"$f":"IFERROR(IF(OR(C340=\"S\",C340=\"D\"),VLOOKUP(B340,'Seasonal Customer Count'!$B:$P,7,FALSE),IF(C340=\"W\",VLOOKUP(B340,'Seasonal Customer Count'!$B:$P,15,FALSE),\"Check\")),0)","v":0},{"$f":"IFERROR(IF(OR(C340=\"S\",C340=\"D\"),VLOOKUP(B340,'Seasonal Customer Count'!$B:$P,8,FALSE),IF(C340=\"W\",VLOOKUP(B340,'Seasonal Customer Count'!$B:$P,16,FALSE),\"Check\")),0)","v":21},{"$f":"Summary!$D$8*(K340*'Average Project Size'!$F$6+L340*'Average Project Size'!$F$7+M340*'Average Project Size'!$F$8+N340*'Average Project Size'!$F$10+O340*'Average Project Size'!$F$9)/1000","v":2.0262162174667232E-2},{"$f":"Summary!$D$8*(K340*F340*'Average Project Size'!$F$6+L340*G340*'Average Project Size'!$F$7+M340*H340*'Average Project Size'!$F$8+N340*I340*'Average Project Size'!$F$10+O340*J340*'Average Project Size'!$F$9)/1000","v":1.3980000682376197E-2}]
[null,{"$f":"'Peak Identification'!B339","v":"FALS15"},{"$f":"'Peak Identification'!D339","v":"W"},{"$f":"'Peak Identification'!E339","v":18},{"$f":"VLOOKUP($D341,'DER Output'!$S$17:$X$41,6,FALSE)","v":0.16032398020038169},{"$f":"IF($C341=\"S\",VLOOKUP($D341,'DER Output'!$S$18:$W$41,2,FALSE),VLOOKUP($D341,'DER Output'!$S$18:$W$41,3,FALSE))","v":5.535976984247182E-4},{"$f":"IF($C341=\"S\",VLOOKUP($D341,'DER Output'!$S$18:$W$41,4,FALSE),VLOOKUP($D341,'DER Output'!$S$18:$W$41,5,FALSE))","v":5.535976984247182E-4},{"$f":"IF($C341=\"S\",VLOOKUP($D341,'DER Output'!$S$18:$W$41,4,FALSE),VLOOKUP($D341,'DER Output'!$S$18:$W$41,5,FALSE))","v":5.535976984247182E-4},{"$f":"IF($C341=\"S\",VLOOKUP($D341,'DER Output'!$S$18:$W$41,4,FALSE),VLOOKUP($D341,'DER Output'!$S$18:$W$41,5,FALSE))","v":5.535976984247182E-4},{"$f":"IF($C341=\"S\",VLOOKUP($D341,'DER Output'!$S$18:$W$41,4,FALSE),VLOOKUP($D341,'DER Output'!$S$18:$W$41,5,FALSE))","v":5.535976984247182E-4},{"$f":"IFERROR(IF(OR(C341=\"S\",C341=\"D\"),VLOOKUP(B341,'Seasonal Customer Count'!$B:$I,4,FALSE),IF(C341=\"W\",VLOOKUP(B341,'Seasonal Customer Count'!$B:$P,12,FALSE),\"Check\")),0)","v":0},{"$f":"IFERROR(IF(OR(C341=\"S\",C341=\"D\"),VLOOKUP(B341,'Seasonal Customer Count'!$B:$P,5,FALSE),IF(C341=\"W\",VLOOKUP(B341,'Seasonal Customer Count'!$B:$P,13,FALSE),\"Check\")),0)","v":0},{"$f":"IFERROR(IF(OR(C341=\"S\",C341=\"D\"),VLOOKUP(B341,'Seasonal Customer Count'!$B:$P,6,FALSE),IF(C341=\"W\",VLOOKUP(B341,'Seasonal Customer Count'!$B:$P,14,FALSE),\"Check\")),0)","v":5},{"$f":"IFERROR(IF(OR(C341=\"S\",C341=\"D\"),VLOOKUP(B341,'Seasonal Customer Count'!$B:$P,7,FALSE),IF(C341=\"W\",VLOOKUP(B341,'Seasonal Customer Count'!$B:$P,15,FALSE),\"Check\")),0)","v":0},{"$f":"IFERROR(IF(OR(C341=\"S\",C341=\"D\"),VLOOKUP(B341,'Seasonal Customer Count'!$B:$P,8,FALSE),IF(C341=\"W\",VLOOKUP(B341,'Seasonal Customer Count'!$B:$P,16,FALSE),\"Check\")),0)","v":0},{"$f":"Summary!$D$8*(K341*'Average Project Size'!$F$6+L341*'Average Project Size'!$F$7+M341*'Average Project Size'!$F$8+N341*'Average Project Size'!$F$10+O341*'Average Project Size'!$F$9)/1000","v":8.5991321688035549E-4},{"$f":"Summary!$D$8*(K341*F341*'Average Project Size'!$F$6+L341*G341*'Average Project Size'!$F$7+M341*H341*'Average Project Size'!$F$8+N341*I341*'Average Project Size'!$F$10+O341*J341*'Average Project Size'!$F$9)/1000","v":4.7604597770996035E-7}]
[null,{"$f":"'Peak Identification'!B340","v":"FALS T-051"},{"$f":"'Peak Identification'!D340","v":"S"},{"$f":"'Peak Identification'!E340","v":15},{"$f":"VLOOKUP($D342,'DER Output'!$S$17:$X$41,6,FALSE)","v":0.24675324675324678},{"$f":"IF($C342=\"S\",VLOOKUP($D342,'DER Output'!$S$18:$W$41,2,FALSE),VLOOKUP($D342,'DER Output'!$S$18:$W$41,3,FALSE))","v":0.57498529407079435},{"$f":"IF($C342=\"S\",VLOOKUP($D342,'DER Output'!$S$18:$W$41,4,FALSE),VLOOKUP($D342,'DER Output'!$S$18:$W$41,5,FALSE))","v":0.57498529407079435},{"$f":"IF($C342=\"S\",VLOOKUP($D342,'DER Output'!$S$18:$W$41,4,FALSE),VLOOKUP($D342,'DER Output'!$S$18:$W$41,5,FALSE))","v":0.57498529407079435},{"$f":"IF($C342=\"S\",VLOOKUP($D342,'DER Output'!$S$18:$W$41,4,FALSE),VLOOKUP($D342,'DER Output'!$S$18:$W$41,5,FALSE))","v":0.57498529407079435},{"$f":"IF($C342=\"S\",VLOOKUP($D342,'DER Output'!$S$18:$W$41,4,FALSE),VLOOKUP($D342,'DER Output'!$S$18:$W$41,5,FALSE))","v":0.57498529407079435},{"$f":"IFERROR(IF(OR(C342=\"S\",C342=\"D\"),VLOOKUP(B342,'Seasonal Customer Count'!$B:$I,4,FALSE),IF(C342=\"W\",VLOOKUP(B342,'Seasonal Customer Count'!$B:$P,12,FALSE),\"Check\")),0)","v":900},{"$f":"IFERROR(IF(OR(C342=\"S\",C342=\"D\"),VLOOKUP(B342,'Seasonal Customer Count'!$B:$P,5,FALSE),IF(C342=\"W\",VLOOKUP(B342,'Seasonal Customer Count'!$B:$P,13,FALSE),\"Check\")),0)","v":117},{"$f":"IFERROR(IF(OR(C342=\"S\",C342=\"D\"),VLOOKUP(B342,'Seasonal Customer Count'!$B:$P,6,FALSE),IF(C342=\"W\",VLOOKUP(B342,'Seasonal Customer Count'!$B:$P,14,FALSE),\"Check\")),0)","v":158},{"$f":"IFERROR(IF(OR(C342=\"S\",C342=\"D\"),VLOOKUP(B342,'Seasonal Customer Count'!$B:$P,7,FALSE),IF(C342=\"W\",VLOOKUP(B342,'Seasonal Customer Count'!$B:$P,15,FALSE),\"Check\")),0)","v":0},{"$f":"IFERROR(IF(OR(C342=\"S\",C342=\"D\"),VLOOKUP(B342,'Seasonal Customer Count'!$B:$P,8,FALSE),IF(C342=\"W\",VLOOKUP(B342,'Seasonal Customer Count'!$B:$P,16,FALSE),\"Check\")),0)","v":53},{"$f":"Summary!$D$8*(K342*'Average Project Size'!$F$6+L342*'Average Project Size'!$F$7+M342*'Average Project Size'!$F$8+N342*'Average Project Size'!$F$10+O342*'Average Project Size'!$F$9)/1000","v":0.1052370041051892},{"$f":"Summary!$D$8*(K342*F342*'Average Project Size'!$F$6+L342*G342*'Average Project Size'!$F$7+M342*H342*'Average Project Size'!$F$8+N342*I342*'Average Project Size'!$F$10+O342*J342*'Average Project Size'!$F$9)/1000","v":6.050972975255161E-2}]
[null,{"$f":"'Peak Identification'!B341","v":"FALS T-052"},{"$f":"'Peak Identification'!D341","v":"S"},{"$f":"'Peak Identification'!E341","v":20},{"$f":"VLOOKUP($D343,'DER Output'!$S$17:$X$41,6,FALSE)","v":2.7072953014838841E-3},{"$f":"IF($C343=\"S\",VLOOKUP($D343,'DER Output'!$S$18:$W$41,2,FALSE),VLOOKUP($D343,'DER Output'!$S$18:$W$41,3,FALSE))","v":2.0294966704587497E-2},{"$f":"IF($C343=\"S\",VLOOKUP($D343,'DER Output'!$S$18:$W$41,4,FALSE),VLOOKUP($D343,'DER Output'!$S$18:$W$41,5,FALSE))","v":2.0294966704587497E-2},{"$f":"IF($C343=\"S\",VLOOKUP($D343,'DER Output'!$S$18:$W$41,4,FALSE),VLOOKUP($D343,'DER Output'!$S$18:$W$41,5,FALSE))","v":2.0294966704587497E-2},{"$f":"IF($C343=\"S\",VLOOKUP($D343,'DER Output'!$S$18:$W$41,4,FALSE),VLOOKUP($D343,'DER Output'!$S$18:$W$41,5,FALSE))","v":2.0294966704587497E-2},{"$f":"IF($C343=\"S\",VLOOKUP($D343,'DER Output'!$S$18:$W$41,4,FALSE),VLOOKUP($D343,'DER Output'!$S$18:$W$41,5,FALSE))","v":2.0294966704587497E-2},{"$f":"IFERROR(IF(OR(C343=\"S\",C343=\"D\"),VLOOKUP(B343,'Seasonal Customer Count'!$B:$I,4,FALSE),IF(C343=\"W\",VLOOKUP(B343,'Seasonal Customer Count'!$B:$P,12,FALSE),\"Check\")),0)","v":817},{"$f":"IFERROR(IF(OR(C343=\"S\",C343=\"D\"),VLOOKUP(B343,'Seasonal Customer Count'!$B:$P,5,FALSE),IF(C343=\"W\",VLOOKUP(B343,'Seasonal Customer Count'!$B:$P,13,FALSE),\"Check\")),0)","v":143},{"$f":"IFERROR(IF(OR(C343=\"S\",C343=\"D\"),VLOOKUP(B343,'Seasonal Customer Count'!$B:$P,6,FALSE),IF(C343=\"W\",VLOOKUP(B343,'Seasonal Customer Count'!$B:$P,14,FALSE),\"Check\")),0)","v":99},{"$f":"IFERROR(IF(OR(C343=\"S\",C343=\"D\"),VLOOKUP(B343,'Seasonal Customer Count'!$B:$P,7,FALSE),IF(C343=\"W\",VLOOKUP(B343,'Seasonal Customer Count'!$B:$P,15,FALSE),\"Check\")),0)","v":0},{"$f":"IFERROR(IF(OR(C343=\"S\",C343=\"D\"),VLOOKUP(B343,'Seasonal Customer Count'!$B:$P,8,FALSE),IF(C343=\"W\",VLOOKUP(B343,'Seasonal Customer Count'!$B:$P,16,FALSE),\"Check\")),0)","v":142},{"$f":"Summary!$D$8*(K343*'Average Project Size'!$F$6+L343*'Average Project Size'!$F$7+M343*'Average Project Size'!$F$8+N343*'Average Project Size'!$F$10+O343*'Average Project Size'!$F$9)/1000","v":0.15030457871257774},{"$f":"Summary!$D$8*(K343*F343*'Average Project Size'!$F$6+L343*G343*'Average Project Size'!$F$7+M343*H343*'Average Project Size'!$F$8+N343*I343*'Average Project Size'!$F$10+O343*J343*'Average Project Size'!$F$9)/1000","v":3.0504264205188157E-3}]
[null,{"$f":"'Peak Identification'!B342","v":"FATP11"},{"$f":"'Peak Identification'!D342","v":"S"},{"$f":"'Peak Identification'!E342","v":15},{"$f":"VLOOKUP($D344,'DER Output'!$S$17:$X$41,6,FALSE)","v":0.24675324675324678},{"$f":"IF($C344=\"S\",VLOOKUP($D344,'DER Output'!$S$18:$W$41,2,FALSE),VLOOKUP($D344,'DER Output'!$S$18:$W$41,3,FALSE))","v":0.57498529407079435},{"$f":"IF($C344=\"S\",VLOOKUP($D344,'DER Output'!$S$18:$W$41,4,FALSE),VLOOKUP($D344,'DER Output'!$S$18:$W$41,5,FALSE))","v":0.57498529407079435},{"$f":"IF($C344=\"S\",VLOOKUP($D344,'DER Output'!$S$18:$W$41,4,FALSE),VLOOKUP($D344,'DER Output'!$S$18:$W$41,5,FALSE))","v":0.57498529407079435},{"$f":"IF($C344=\"S\",VLOOKUP($D344,'DER Output'!$S$18:$W$41,4,FALSE),VLOOKUP($D344,'DER Output'!$S$18:$W$41,5,FALSE))","v":0.57498529407079435},{"$f":"IF($C344=\"S\",VLOOKUP($D344,'DER Output'!$S$18:$W$41,4,FALSE),VLOOKUP($D344,'DER Output'!$S$18:$W$41,5,FALSE))","v":0.57498529407079435},{"$f":"IFERROR(IF(OR(C344=\"S\",C344=\"D\"),VLOOKUP(B344,'Seasonal Customer Count'!$B:$I,4,FALSE),IF(C344=\"W\",VLOOKUP(B344,'Seasonal Customer Count'!$B:$P,12,FALSE),\"Check\")),0)","v":50},{"$f":"IFERROR(IF(OR(C344=\"S\",C344=\"D\"),VLOOKUP(B344,'Seasonal Customer Count'!$B:$P,5,FALSE),IF(C344=\"W\",VLOOKUP(B344,'Seasonal Customer Count'!$B:$P,13,FALSE),\"Check\")),0)","v":11},{"$f":"IFERROR(IF(OR(C344=\"S\",C344=\"D\"),VLOOKUP(B344,'Seasonal Customer Count'!$B:$P,6,FALSE),IF(C344=\"W\",VLOOKUP(B344,'Seasonal Customer Count'!$B:$P,14,FALSE),\"Check\")),0)","v":31},{"$f":"IFERROR(IF(OR(C344=\"S\",C344=\"D\"),VLOOKUP(B344,'Seasonal Customer Count'!$B:$P,7,FALSE),IF(C344=\"W\",VLOOKUP(B344,'Seasonal Customer Count'!$B:$P,15,FALSE),\"Check\")),0)","v":0},{"$f":"IFERROR(IF(OR(C344=\"S\",C344=\"D\"),VLOOKUP(B344,'Seasonal Customer Count'!$B:$P,8,FALSE),IF(C344=\"W\",VLOOKUP(B344,'Seasonal Customer Count'!$B:$P,16,FALSE),\"Check\")),0)","v":45},{"$f":"Summary!$D$8*(K344*'Average Project Size'!$F$6+L344*'Average Project Size'!$F$7+M344*'Average Project Size'!$F$8+N344*'Average Project Size'!$F$10+O344*'Average Project Size'!$F$9)/1000","v":3.6746943312862247E-2},{"$f":"Summary!$D$8*(K344*F344*'Average Project Size'!$F$6+L344*G344*'Average Project Size'!$F$7+M344*H344*'Average Project Size'!$F$8+N344*I344*'Average Project Size'!$F$10+O344*J344*'Average Project Size'!$F$9)/1000","v":2.1128952006948906E-2}]
[null,{"$f":"'Peak Identification'!B343","v":"FATP12"},{"$f":"'Peak Identification'!D343","v":"S"},{"$f":"'Peak Identification'!E343","v":21},{"$f":"VLOOKUP($D345,'DER Output'!$S$17:$X$41,6,FALSE)","v":0},{"$f":"IF($C345=\"S\",VLOOKUP($D345,'DER Output'!$S$18:$W$41,2,FALSE),VLOOKUP($D345,'DER Output'!$S$18:$W$41,3,FALSE))","v":9.5068228432060471E-4},{"$f":"IF($C345=\"S\",VLOOKUP($D345,'DER Output'!$S$18:$W$41,4,FALSE),VLOOKUP($D345,'DER Output'!$S$18:$W$41,5,FALSE))","v":9.5068228432060471E-4},{"$f":"IF($C345=\"S\",VLOOKUP($D345,'DER Output'!$S$18:$W$41,4,FALSE),VLOOKUP($D345,'DER Output'!$S$18:$W$41,5,FALSE))","v":9.5068228432060471E-4},{"$f":"IF($C345=\"S\",VLOOKUP($D345,'DER Output'!$S$18:$W$41,4,FALSE),VLOOKUP($D345,'DER Output'!$S$18:$W$41,5,FALSE))","v":9.5068228432060471E-4},{"$f":"IF($C345=\"S\",VLOOKUP($D345,'DER Output'!$S$18:$W$41,4,FALSE),VLOOKUP($D345,'DER Output'!$S$18:$W$41,5,FALSE))","v":9.5068228432060471E-4},{"$f":"IFERROR(IF(OR(C345=\"S\",C345=\"D\"),VLOOKUP(B345,'Seasonal Customer Count'!$B:$I,4,FALSE),IF(C345=\"W\",VLOOKUP(B345,'Seasonal Customer Count'!$B:$P,12,FALSE),\"Check\")),0)","v":17},{"$f":"IFERROR(IF(OR(C345=\"S\",C345=\"D\"),VLOOKUP(B345,'Seasonal Customer Count'!$B:$P,5,FALSE),IF(C345=\"W\",VLOOKUP(B345,'Seasonal Customer Count'!$B:$P,13,FALSE),\"Check\")),0)","v":5},{"$f":"IFERROR(IF(OR(C345=\"S\",C345=\"D\"),VLOOKUP(B345,'Seasonal Customer Count'!$B:$P,6,FALSE),IF(C345=\"W\",VLOOKUP(B345,'Seasonal Customer Count'!$B:$P,14,FALSE),\"Check\")),0)","v":1},{"$f":"IFERROR(IF(OR(C345=\"S\",C345=\"D\"),VLOOKUP(B345,'Seasonal Customer Count'!$B:$P,7,FALSE),IF(C345=\"W\",VLOOKUP(B345,'Seasonal Customer Count'!$B:$P,15,FALSE),\"Check\")),0)","v":0},{"$f":"IFERROR(IF(OR(C345=\"S\",C345=\"D\"),VLOOKUP(B345,'Seasonal Customer Count'!$B:$P,8,FALSE),IF(C345=\"W\",VLOOKUP(B345,'Seasonal Customer Count'!$B:$P,16,FALSE),\"Check\")),0)","v":25},{"$f":"Summary!$D$8*(K345*'Average Project Size'!$F$6+L345*'Average Project Size'!$F$7+M345*'Average Project Size'!$F$8+N345*'Average Project Size'!$F$10+O345*'Average Project Size'!$F$9)/1000","v":1.7115142967978825E-2},{"$f":"Summary!$D$8*(K345*F345*'Average Project Size'!$F$6+L345*G345*'Average Project Size'!$F$7+M345*H345*'Average Project Size'!$F$8+N345*I345*'Average Project Size'!$F$10+O345*J345*'Average Project Size'!$F$9)/1000","v":1.6271063213271847E-5}]
[null,{"$f":"'Peak Identification'!B344","v":"FATP T-051"},{"$f":"'Peak Identification'!D344","v":"S"},{"$f":"'Peak Identification'!E344","v":15},{"$f":"VLOOKUP($D346,'DER Output'!$S$17:$X$41,6,FALSE)","v":0.24675324675324678},{"$f":"IF($C346=\"S\",VLOOKUP($D346,'DER Output'!$S$18:$W$41,2,FALSE),VLOOKUP($D346,'DER Output'!$S$18:$W$41,3,FALSE))","v":0.57498529407079435},{"$f":"IF($C346=\"S\",VLOOKUP($D346,'DER Output'!$S$18:$W$41,4,FALSE),VLOOKUP($D346,'DER Output'!$S$18:$W$41,5,FALSE))","v":0.57498529407079435},{"$f":"IF($C346=\"S\",VLOOKUP($D346,'DER Output'!$S$18:$W$41,4,FALSE),VLOOKUP($D346,'DER Output'!$S$18:$W$41,5,FALSE))","v":0.57498529407079435},{"$f":"IF($C346=\"S\",VLOOKUP($D346,'DER Output'!$S$18:$W$41,4,FALSE),VLOOKUP($D346,'DER Output'!$S$18:$W$41,5,FALSE))","v":0.57498529407079435},{"$f":"IF($C346=\"S\",VLOOKUP($D346,'DER Output'!$S$18:$W$41,4,FALSE),VLOOKUP($D346,'DER Output'!$S$18:$W$41,5,FALSE))","v":0.57498529407079435},{"$f":"IFERROR(IF(OR(C346=\"S\",C346=\"D\"),VLOOKUP(B346,'Seasonal Customer Count'!$B:$I,4,FALSE),IF(C346=\"W\",VLOOKUP(B346,'Seasonal Customer Count'!$B:$P,12,FALSE),\"Check\")),0)","v":50},{"$f":"IFERROR(IF(OR(C346=\"S\",C346=\"D\"),VLOOKUP(B346,'Seasonal Customer Count'!$B:$P,5,FALSE),IF(C346=\"W\",VLOOKUP(B346,'Seasonal Customer Count'!$B:$P,13,FALSE),\"Check\")),0)","v":11},{"$f":"IFERROR(IF(OR(C346=\"S\",C346=\"D\"),VLOOKUP(B346,'Seasonal Customer Count'!$B:$P,6,FALSE),IF(C346=\"W\",VLOOKUP(B346,'Seasonal Customer Count'!$B:$P,14,FALSE),\"Check\")),0)","v":31},{"$f":"IFERROR(IF(OR(C346=\"S\",C346=\"D\"),VLOOKUP(B346,'Seasonal Customer Count'!$B:$P,7,FALSE),IF(C346=\"W\",VLOOKUP(B346,'Seasonal Customer Count'!$B:$P,15,FALSE),\"Check\")),0)","v":0},{"$f":"IFERROR(IF(OR(C346=\"S\",C346=\"D\"),VLOOKUP(B346,'Seasonal Customer Count'!$B:$P,8,FALSE),IF(C346=\"W\",VLOOKUP(B346,'Seasonal Customer Count'!$B:$P,16,FALSE),\"Check\")),0)","v":45},{"$f":"Summary!$D$8*(K346*'Average Project Size'!$F$6+L346*'Average Project Size'!$F$7+M346*'Average Project Size'!$F$8+N346*'Average Project Size'!$F$10+O346*'Average Project Size'!$F$9)/1000","v":3.6746943312862247E-2},{"$f":"Summary!$D$8*(K346*F346*'Average Project Size'!$F$6+L346*G346*'Average Project Size'!$F$7+M346*H346*'Average Project Size'!$F$8+N346*I346*'Average Project Size'!$F$10+O346*J346*'Average Project Size'!$F$9)/1000","v":2.1128952006948906E-2}]
[null,{"$f":"'Peak Identification'!B345","v":"FATP T-052"},{"$f":"'Peak Identification'!D345","v":"S"},{"$f":"'Peak Identification'!E345","v":21},{"$f":"VLOOKUP($D347,'DER Output'!$S$17:$X$41,6,FALSE)","v":0},{"$f":"IF($C347=\"S\",VLOOKUP($D347,'DER Output'!$S$18:$W$41,2,FALSE),VLOOKUP($D347,'DER Output'!$S$18:$W$41,3,FALSE))","v":9.5068228432060471E-4},{"$f":"IF($C347=\"S\",VLOOKUP($D347,'DER Output'!$S$18:$W$41,4,FALSE),VLOOKUP($D347,'DER Output'!$S$18:$W$41,5,FALSE))","v":9.5068228432060471E-4},{"$f":"IF($C347=\"S\",VLOOKUP($D347,'DER Output'!$S$18:$W$41,4,FALSE),VLOOKUP($D347,'DER Output'!$S$18:$W$41,5,FALSE))","v":9.5068228432060471E-4},{"$f":"IF($C347=\"S\",VLOOKUP($D347,'DER Output'!$S$18:$W$41,4,FALSE),VLOOKUP($D347,'DER Output'!$S$18:$W$41,5,FALSE))","v":9.5068228432060471E-4},{"$f":"IF($C347=\"S\",VLOOKUP($D347,'DER Output'!$S$18:$W$41,4,FALSE),VLOOKUP($D347,'DER Output'!$S$18:$W$41,5,FALSE))","v":9.5068228432060471E-4},{"$f":"IFERROR(IF(OR(C347=\"S\",C347=\"D\"),VLOOKUP(B347,'Seasonal Customer Count'!$B:$I,4,FALSE),IF(C347=\"W\",VLOOKUP(B347,'Seasonal Customer Count'!$B:$P,12,FALSE),\"Check\")),0)","v":17},{"$f":"IFERROR(IF(OR(C347=\"S\",C347=\"D\"),VLOOKUP(B347,'Seasonal Customer Count'!$B:$P,5,FALSE),IF(C347=\"W\",VLOOKUP(B347,'Seasonal Customer Count'!$B:$P,13,FALSE),\"Check\")),0)","v":5},{"$f":"IFERROR(IF(OR(C347=\"S\",C347=\"D\"),VLOOKUP(B347,'Seasonal Customer Count'!$B:$P,6,FALSE),IF(C347=\"W\",VLOOKUP(B347,'Seasonal Customer Count'!$B:$P,14,FALSE),\"Check\")),0)","v":1},{"$f":"IFERROR(IF(OR(C347=\"S\",C347=\"D\"),VLOOKUP(B347,'Seasonal Customer Count'!$B:$P,7,FALSE),IF(C347=\"W\",VLOOKUP(B347,'Seasonal Customer Count'!$B:$P,15,FALSE),\"Check\")),0)","v":0},{"$f":"IFERROR(IF(OR(C347=\"S\",C347=\"D\"),VLOOKUP(B347,'Seasonal Customer Count'!$B:$P,8,FALSE),IF(C347=\"W\",VLOOKUP(B347,'Seasonal Customer Count'!$B:$P,16,FALSE),\"Check\")),0)","v":25},{"$f":"Summary!$D$8*(K347*'Average Project Size'!$F$6+L347*'Average Project Size'!$F$7+M347*'Average Project Size'!$F$8+N347*'Average Project Size'!$F$10+O347*'Average Project Size'!$F$9)/1000","v":1.7115142967978825E-2},{"$f":"Summary!$D$8*(K347*F347*'Average Project Size'!$F$6+L347*G347*'Average Project Size'!$F$7+M347*H347*'Average Project Size'!$F$8+N347*I347*'Average Project Size'!$F$10+O347*J347*'Average Project Size'!$F$9)/1000","v":1.6271063213271847E-5}]
[null,{"$f":"'Peak Identification'!B346","v":"Feeder1"},{"$f":"'Peak Identification'!D346","v":"W"},{"$f":"'Peak Identification'!E346","v":0},{"$f":"VLOOKUP($D348,'DER Output'!$S$17:$X$41,6,FALSE)","v":0},{"$f":"IF($C348=\"S\",VLOOKUP($D348,'DER Output'!$S$18:$W$41,2,FALSE),VLOOKUP($D348,'DER Output'!$S$18:$W$41,3,FALSE))","v":1.5453152196228585E-4},{"$f":"IF($C348=\"S\",VLOOKUP($D348,'DER Output'!$S$18:$W$41,4,FALSE),VLOOKUP($D348,'DER Output'!$S$18:$W$41,5,FALSE))","v":1.5453152196228585E-4},{"$f":"IF($C348=\"S\",VLOOKUP($D348,'DER Output'!$S$18:$W$41,4,FALSE),VLOOKUP($D348,'DER Output'!$S$18:$W$41,5,FALSE))","v":1.5453152196228585E-4},{"$f":"IF($C348=\"S\",VLOOKUP($D348,'DER Output'!$S$18:$W$41,4,FALSE),VLOOKUP($D348,'DER Output'!$S$18:$W$41,5,FALSE))","v":1.5453152196228585E-4},{"$f":"IF($C348=\"S\",VLOOKUP($D348,'DER Output'!$S$18:$W$41,4,FALSE),VLOOKUP($D348,'DER Output'!$S$18:$W$41,5,FALSE))","v":1.5453152196228585E-4},{"$f":"IFERROR(IF(OR(C348=\"S\",C348=\"D\"),VLOOKUP(B348,'Seasonal Customer Count'!$B:$I,4,FALSE),IF(C348=\"W\",VLOOKUP(B348,'Seasonal Customer Count'!$B:$P,12,FALSE),\"Check\")),0)","v":0},{"$f":"IFERROR(IF(OR(C348=\"S\",C348=\"D\"),VLOOKUP(B348,'Seasonal Customer Count'!$B:$P,5,FALSE),IF(C348=\"W\",VLOOKUP(B348,'Seasonal Customer Count'!$B:$P,13,FALSE),\"Check\")),0)","v":0},{"$f":"IFERROR(IF(OR(C348=\"S\",C348=\"D\"),VLOOKUP(B348,'Seasonal Customer Count'!$B:$P,6,FALSE),IF(C348=\"W\",VLOOKUP(B348,'Seasonal Customer Count'!$B:$P,14,FALSE),\"Check\")),0)","v":0},{"$f":"IFERROR(IF(OR(C348=\"S\",C348=\"D\"),VLOOKUP(B348,'Seasonal Customer Count'!$B:$P,7,FALSE),IF(C348=\"W\",VLOOKUP(B348,'Seasonal Customer Count'!$B:$P,15,FALSE),\"Check\")),0)","v":0},{"$f":"IFERROR(IF(OR(C348=\"S\",C348=\"D\"),VLOOKUP(B348,'Seasonal Customer Count'!$B:$P,8,FALSE),IF(C348=\"W\",VLOOKUP(B348,'Seasonal Customer Count'!$B:$P,16,FALSE),\"Check\")),0)","v":0},{"$f":"Summary!$D$8*(K348*'Average Project Size'!$F$6+L348*'Average Project Size'!$F$7+M348*'Average Project Size'!$F$8+N348*'Average Project Size'!$F$10+O348*'Average Project Size'!$F$9)/1000","v":0},{"$f":"Summary!$D$8*(K348*F348*'Average Project Size'!$F$6+L348*G348*'Average Project Size'!$F$7+M348*H348*'Average Project Size'!$F$8+N348*I348*'Average Project Size'!$F$10+O348*J348*'Average Project Size'!$F$9)/1000","v":0}]
[null,{"$f":"'Peak Identification'!B347","v":"Feeder2"},{"$f":"'Peak Identification'!D347","v":"S"},{"$f":"'Peak Identification'!E347","v":0},{"$f":"VLOOKUP($D349,'DER Output'!$S$17:$X$41,6,FALSE)","v":0},{"$f":"IF($C349=\"S\",VLOOKUP($D349,'DER Output'!$S$18:$W$41,2,FALSE),VLOOKUP($D349,'DER Output'!$S$18:$W$41,3,FALSE))","v":5.9141103405834004E-4},{"$f":"IF($C349=\"S\",VLOOKUP($D349,'DER Output'!$S$18:$W$41,4,FALSE),VLOOKUP($D349,'DER Output'!$S$18:$W$41,5,FALSE))","v":5.9141103405834004E-4},{"$f":"IF($C349=\"S\",VLOOKUP($D349,'DER Output'!$S$18:$W$41,4,FALSE),VLOOKUP($D349,'DER Output'!$S$18:$W$41,5,FALSE))","v":5.9141103405834004E-4},{"$f":"IF($C349=\"S\",VLOOKUP($D349,'DER Output'!$S$18:$W$41,4,FALSE),VLOOKUP($D349,'DER Output'!$S$18:$W$41,5,FALSE))","v":5.9141103405834004E-4},{"$f":"IF($C349=\"S\",VLOOKUP($D349,'DER Output'!$S$18:$W$41,4,FALSE),VLOOKUP($D349,'DER Output'!$S$18:$W$41,5,FALSE))","v":5.9141103405834004E-4},{"$f":"IFERROR(IF(OR(C349=\"S\",C349=\"D\"),VLOOKUP(B349,'Seasonal Customer Count'!$B:$I,4,FALSE),IF(C349=\"W\",VLOOKUP(B349,'Seasonal Customer Count'!$B:$P,12,FALSE),\"Check\")),0)","v":0},{"$f":"IFERROR(IF(OR(C349=\"S\",C349=\"D\"),VLOOKUP(B349,'Seasonal Customer Count'!$B:$P,5,FALSE),IF(C349=\"W\",VLOOKUP(B349,'Seasonal Customer Count'!$B:$P,13,FALSE),\"Check\")),0)","v":0},{"$f":"IFERROR(IF(OR(C349=\"S\",C349=\"D\"),VLOOKUP(B349,'Seasonal Customer Count'!$B:$P,6,FALSE),IF(C349=\"W\",VLOOKUP(B349,'Seasonal Customer Count'!$B:$P,14,FALSE),\"Check\")),0)","v":0},{"$f":"IFERROR(IF(OR(C349=\"S\",C349=\"D\"),VLOOKUP(B349,'Seasonal Customer Count'!$B:$P,7,FALSE),IF(C349=\"W\",VLOOKUP(B349,'Seasonal Customer Count'!$B:$P,15,FALSE),\"Check\")),0)","v":0},{"$f":"IFERROR(IF(OR(C349=\"S\",C349=\"D\"),VLOOKUP(B349,'Seasonal Customer Count'!$B:$P,8,FALSE),IF(C349=\"W\",VLOOKUP(B349,'Seasonal Customer Count'!$B:$P,16,FALSE),\"Check\")),0)","v":0},{"$f":"Summary!$D$8*(K349*'Average Project Size'!$F$6+L349*'Average Project Size'!$F$7+M349*'Average Project Size'!$F$8+N349*'Average Project Size'!$F$10+O349*'Average Project Size'!$F$9)/1000","v":0},{"$f":"Summary!$D$8*(K349*F349*'Average Project Size'!$F$6+L349*G349*'Average Project Size'!$F$7+M349*H349*'Average Project Size'!$F$8+N349*I349*'Average Project Size'!$F$10+O349*J349*'Average Project Size'!$F$9)/1000","v":0}]
[null,{"$f":"'Peak Identification'!B348","v":"FILR11"},{"$f":"'Peak Identification'!D348","v":"W"},{"$f":"'Peak Identification'!E348","v":7},{"$f":"VLOOKUP($D350,'DER Output'!$S$17:$X$41,6,FALSE)","v":0},{"$f":"IF($C350=\"S\",VLOOKUP($D350,'DER Output'!$S$18:$W$41,2,FALSE),VLOOKUP($D350,'DER Output'!$S$18:$W$41,3,FALSE))","v":1.6354374218706029E-3},{"$f":"IF($C350=\"S\",VLOOKUP($D350,'DER Output'!$S$18:$W$41,4,FALSE),VLOOKUP($D350,'DER Output'!$S$18:$W$41,5,FALSE))","v":1.6354374218706029E-3},{"$f":"IF($C350=\"S\",VLOOKUP($D350,'DER Output'!$S$18:$W$41,4,FALSE),VLOOKUP($D350,'DER Output'!$S$18:$W$41,5,FALSE))","v":1.6354374218706029E-3},{"$f":"IF($C350=\"S\",VLOOKUP($D350,'DER Output'!$S$18:$W$41,4,FALSE),VLOOKUP($D350,'DER Output'!$S$18:$W$41,5,FALSE))","v":1.6354374218706029E-3},{"$f":"IF($C350=\"S\",VLOOKUP($D350,'DER Output'!$S$18:$W$41,4,FALSE),VLOOKUP($D350,'DER Output'!$S$18:$W$41,5,FALSE))","v":1.6354374218706029E-3},{"$f":"IFERROR(IF(OR(C350=\"S\",C350=\"D\"),VLOOKUP(B350,'Seasonal Customer Count'!$B:$I,4,FALSE),IF(C350=\"W\",VLOOKUP(B350,'Seasonal Customer Count'!$B:$P,12,FALSE),\"Check\")),0)","v":0},{"$f":"IFERROR(IF(OR(C350=\"S\",C350=\"D\"),VLOOKUP(B350,'Seasonal Customer Count'!$B:$P,5,FALSE),IF(C350=\"W\",VLOOKUP(B350,'Seasonal Customer Count'!$B:$P,13,FALSE),\"Check\")),0)","v":0},{"$f":"IFERROR(IF(OR(C350=\"S\",C350=\"D\"),VLOOKUP(B350,'Seasonal Customer Count'!$B:$P,6,FALSE),IF(C350=\"W\",VLOOKUP(B350,'Seasonal Customer Count'!$B:$P,14,FALSE),\"Check\")),0)","v":0},{"$f":"IFERROR(IF(OR(C350=\"S\",C350=\"D\"),VLOOKUP(B350,'Seasonal Customer Count'!$B:$P,7,FALSE),IF(C350=\"W\",VLOOKUP(B350,'Seasonal Customer Count'!$B:$P,15,FALSE),\"Check\")),0)","v":0},{"$f":"IFERROR(IF(OR(C350=\"S\",C350=\"D\"),VLOOKUP(B350,'Seasonal Customer Count'!$B:$P,8,FALSE),IF(C350=\"W\",VLOOKUP(B350,'Seasonal Customer Count'!$B:$P,16,FALSE),\"Check\")),0)","v":0},{"$f":"Summary!$D$8*(K350*'Average Project Size'!$F$6+L350*'Average Project Size'!$F$7+M350*'Average Project Size'!$F$8+N350*'Average Project Size'!$F$10+O350*'Average Project Size'!$F$9)/1000","v":0},{"$f":"Summary!$D$8*(K350*F350*'Average Project Size'!$F$6+L350*G350*'Average Project Size'!$F$7+M350*H350*'Average Project Size'!$F$8+N350*I350*'Average Project Size'!$F$10+O350*J350*'Average Project Size'!$F$9)/1000","v":0}]
[null,{"$f":"'Peak Identification'!B349","v":"FILR12"},{"$f":"'Peak Identification'!D349","v":"W"},{"$f":"'Peak Identification'!E349","v":21},{"$f":"VLOOKUP($D351,'DER Output'!$S$17:$X$41,6,FALSE)","v":0},{"$f":"IF($C351=\"S\",VLOOKUP($D351,'DER Output'!$S$18:$W$41,2,FALSE),VLOOKUP($D351,'DER Output'!$S$18:$W$41,3,FALSE))","v":2.2591428871994025E-4},{"$f":"IF($C351=\"S\",VLOOKUP($D351,'DER Output'!$S$18:$W$41,4,FALSE),VLOOKUP($D351,'DER Output'!$S$18:$W$41,5,FALSE))","v":2.2591428871994025E-4},{"$f":"IF($C351=\"S\",VLOOKUP($D351,'DER Output'!$S$18:$W$41,4,FALSE),VLOOKUP($D351,'DER Output'!$S$18:$W$41,5,FALSE))","v":2.2591428871994025E-4},{"$f":"IF($C351=\"S\",VLOOKUP($D351,'DER Output'!$S$18:$W$41,4,FALSE),VLOOKUP($D351,'DER Output'!$S$18:$W$41,5,FALSE))","v":2.2591428871994025E-4},{"$f":"IF($C351=\"S\",VLOOKUP($D351,'DER Output'!$S$18:$W$41,4,FALSE),VLOOKUP($D351,'DER Output'!$S$18:$W$41,5,FALSE))","v":2.2591428871994025E-4},{"$f":"IFERROR(IF(OR(C351=\"S\",C351=\"D\"),VLOOKUP(B351,'Seasonal Customer Count'!$B:$I,4,FALSE),IF(C351=\"W\",VLOOKUP(B351,'Seasonal Customer Count'!$B:$P,12,FALSE),\"Check\")),0)","v":0},{"$f":"IFERROR(IF(OR(C351=\"S\",C351=\"D\"),VLOOKUP(B351,'Seasonal Customer Count'!$B:$P,5,FALSE),IF(C351=\"W\",VLOOKUP(B351,'Seasonal Customer Count'!$B:$P,13,FALSE),\"Check\")),0)","v":0},{"$f":"IFERROR(IF(OR(C351=\"S\",C351=\"D\"),VLOOKUP(B351,'Seasonal Customer Count'!$B:$P,6,FALSE),IF(C351=\"W\",VLOOKUP(B351,'Seasonal Customer Count'!$B:$P,14,FALSE),\"Check\")),0)","v":0},{"$f":"IFERROR(IF(OR(C351=\"S\",C351=\"D\"),VLOOKUP(B351,'Seasonal Customer Count'!$B:$P,7,FALSE),IF(C351=\"W\",VLOOKUP(B351,'Seasonal Customer Count'!$B:$P,15,FALSE),\"Check\")),0)","v":0},{"$f":"IFERROR(IF(OR(C351=\"S\",C351=\"D\"),VLOOKUP(B351,'Seasonal Customer Count'!$B:$P,8,FALSE),IF(C351=\"W\",VLOOKUP(B351,'Seasonal Customer Count'!$B:$P,16,FALSE),\"Check\")),0)","v":0},{"$f":"Summary!$D$8*(K351*'Average Project Size'!$F$6+L351*'Average Project Size'!$F$7+M351*'Average Project Size'!$F$8+N351*'Average Project Size'!$F$10+O351*'Average Project Size'!$F$9)/1000","v":0},{"$f":"Summary!$D$8*(K351*F351*'Average Project Size'!$F$6+L351*G351*'Average Project Size'!$F$7+M351*H351*'Average Project Size'!$F$8+N351*I351*'Average Project Size'!$F$10+O351*J351*'Average Project Size'!$F$9)/1000","v":0}]
[null,{"$f":"'Peak Identification'!B350","v":"FILR13"},{"$f":"'Peak Identification'!D350","v":"S"},{"$f":"'Peak Identification'!E350","v":19},{"$f":"VLOOKUP($D352,'DER Output'!$S$17:$X$41,6,FALSE)","v":0.11066797934994306},{"$f":"IF($C352=\"S\",VLOOKUP($D352,'DER Output'!$S$18:$W$41,2,FALSE),VLOOKUP($D352,'DER Output'!$S$18:$W$41,3,FALSE))","v":7.5840560103576066E-2},{"$f":"IF($C352=\"S\",VLOOKUP($D352,'DER Output'!$S$18:$W$41,4,FALSE),VLOOKUP($D352,'DER Output'!$S$18:$W$41,5,FALSE))","v":7.5840560103576066E-2},{"$f":"IF($C352=\"S\",VLOOKUP($D352,'DER Output'!$S$18:$W$41,4,FALSE),VLOOKUP($D352,'DER Output'!$S$18:$W$41,5,FALSE))","v":7.5840560103576066E-2},{"$f":"IF($C352=\"S\",VLOOKUP($D352,'DER Output'!$S$18:$W$41,4,FALSE),VLOOKUP($D352,'DER Output'!$S$18:$W$41,5,FALSE))","v":7.5840560103576066E-2},{"$f":"IF($C352=\"S\",VLOOKUP($D352,'DER Output'!$S$18:$W$41,4,FALSE),VLOOKUP($D352,'DER Output'!$S$18:$W$41,5,FALSE))","v":7.5840560103576066E-2},{"$f":"IFERROR(IF(OR(C352=\"S\",C352=\"D\"),VLOOKUP(B352,'Seasonal Customer Count'!$B:$I,4,FALSE),IF(C352=\"W\",VLOOKUP(B352,'Seasonal Customer Count'!$B:$P,12,FALSE),\"Check\")),0)","v":874},{"$f":"IFERROR(IF(OR(C352=\"S\",C352=\"D\"),VLOOKUP(B352,'Seasonal Customer Count'!$B:$P,5,FALSE),IF(C352=\"W\",VLOOKUP(B352,'Seasonal Customer Count'!$B:$P,13,FALSE),\"Check\")),0)","v":42},{"$f":"IFERROR(IF(OR(C352=\"S\",C352=\"D\"),VLOOKUP(B352,'Seasonal Customer Count'!$B:$P,6,FALSE),IF(C352=\"W\",VLOOKUP(B352,'Seasonal Customer Count'!$B:$P,14,FALSE),\"Check\")),0)","v":39},{"$f":"IFERROR(IF(OR(C352=\"S\",C352=\"D\"),VLOOKUP(B352,'Seasonal Customer Count'!$B:$P,7,FALSE),IF(C352=\"W\",VLOOKUP(B352,'Seasonal Customer Count'!$B:$P,15,FALSE),\"Check\")),0)","v":0},{"$f":"IFERROR(IF(OR(C352=\"S\",C352=\"D\"),VLOOKUP(B352,'Seasonal Customer Count'!$B:$P,8,FALSE),IF(C352=\"W\",VLOOKUP(B352,'Seasonal Customer Count'!$B:$P,16,FALSE),\"Check\")),0)","v":157},{"$f":"Summary!$D$8*(K352*'Average Project Size'!$F$6+L352*'Average Project Size'!$F$7+M352*'Average Project Size'!$F$8+N352*'Average Project Size'!$F$10+O352*'Average Project Size'!$F$9)/1000","v":0.14438362596494245},{"$f":"Summary!$D$8*(K352*F352*'Average Project Size'!$F$6+L352*G352*'Average Project Size'!$F$7+M352*H352*'Average Project Size'!$F$8+N352*I352*'Average Project Size'!$F$10+O352*J352*'Average Project Size'!$F$9)/1000","v":1.0950135062966462E-2}]
[null,{"$f":"'Peak Identification'!B351","v":"FILR T-051"},{"$f":"'Peak Identification'!D351","v":"S"},{"$f":"'Peak Identification'!E351","v":19},{"$f":"VLOOKUP($D353,'DER Output'!$S$17:$X$41,6,FALSE)","v":0.11066797934994306},{"$f":"IF($C353=\"S\",VLOOKUP($D353,'DER Output'!$S$18:$W$41,2,FALSE),VLOOKUP($D353,'DER Output'!$S$18:$W$41,3,FALSE))","v":7.5840560103576066E-2},{"$f":"IF($C353=\"S\",VLOOKUP($D353,'DER Output'!$S$18:$W$41,4,FALSE),VLOOKUP($D353,'DER Output'!$S$18:$W$41,5,FALSE))","v":7.5840560103576066E-2},{"$f":"IF($C353=\"S\",VLOOKUP($D353,'DER Output'!$S$18:$W$41,4,FALSE),VLOOKUP($D353,'DER Output'!$S$18:$W$41,5,FALSE))","v":7.5840560103576066E-2},{"$f":"IF($C353=\"S\",VLOOKUP($D353,'DER Output'!$S$18:$W$41,4,FALSE),VLOOKUP($D353,'DER Output'!$S$18:$W$41,5,FALSE))","v":7.5840560103576066E-2},{"$f":"IF($C353=\"S\",VLOOKUP($D353,'DER Output'!$S$18:$W$41,4,FALSE),VLOOKUP($D353,'DER Output'!$S$18:$W$41,5,FALSE))","v":7.5840560103576066E-2},{"$f":"IFERROR(IF(OR(C353=\"S\",C353=\"D\"),VLOOKUP(B353,'Seasonal Customer Count'!$B:$I,4,FALSE),IF(C353=\"W\",VLOOKUP(B353,'Seasonal Customer Count'!$B:$P,12,FALSE),\"Check\")),0)","v":1581},{"$f":"IFERROR(IF(OR(C353=\"S\",C353=\"D\"),VLOOKUP(B353,'Seasonal Customer Count'!$B:$P,5,FALSE),IF(C353=\"W\",VLOOKUP(B353,'Seasonal Customer Count'!$B:$P,13,FALSE),\"Check\")),0)","v":101},{"$f":"IFERROR(IF(OR(C353=\"S\",C353=\"D\"),VLOOKUP(B353,'Seasonal Customer Count'!$B:$P,6,FALSE),IF(C353=\"W\",VLOOKUP(B353,'Seasonal Customer Count'!$B:$P,14,FALSE),\"Check\")),0)","v":97},{"$f":"IFERROR(IF(OR(C353=\"S\",C353=\"D\"),VLOOKUP(B353,'Seasonal Customer Count'!$B:$P,7,FALSE),IF(C353=\"W\",VLOOKUP(B353,'Seasonal Customer Count'!$B:$P,15,FALSE),\"Check\")),0)","v":0},{"$f":"IFERROR(IF(OR(C353=\"S\",C353=\"D\"),VLOOKUP(B353,'Seasonal Customer Count'!$B:$P,8,FALSE),IF(C353=\"W\",VLOOKUP(B353,'Seasonal Customer Count'!$B:$P,16,FALSE),\"Check\")),0)","v":237},{"$f":"Summary!$D$8*(K353*'Average Project Size'!$F$6+L353*'Average Project Size'!$F$7+M353*'Average Project Size'!$F$8+N353*'Average Project Size'!$F$10+O353*'Average Project Size'!$F$9)/1000","v":0.23766978518515178},{"$f":"Summary!$D$8*(K353*F353*'Average Project Size'!$F$6+L353*G353*'Average Project Size'!$F$7+M353*H353*'Average Project Size'!$F$8+N353*I353*'Average Project Size'!$F$10+O353*J353*'Average Project Size'!$F$9)/1000","v":1.8025009628138518E-2}]
[null,{"$f":"'Peak Identification'!B352","v":"FRMT T-131"},{"$f":"'Peak Identification'!D352","v":"S"},{"$f":"'Peak Identification'!E352","v":16},{"$f":"VLOOKUP($D354,'DER Output'!$S$17:$X$41,6,FALSE)","v":0.22644022312513051},{"$f":"IF($C354=\"S\",VLOOKUP($D354,'DER Output'!$S$18:$W$41,2,FALSE),VLOOKUP($D354,'DER Output'!$S$18:$W$41,3,FALSE))","v":0.44781407722569133},{"$f":"IF($C354=\"S\",VLOOKUP($D354,'DER Output'!$S$18:$W$41,4,FALSE),VLOOKUP($D354,'DER Output'!$S$18:$W$41,5,FALSE))","v":0.44781407722569133},{"$f":"IF($C354=\"S\",VLOOKUP($D354,'DER Output'!$S$18:$W$41,4,FALSE),VLOOKUP($D354,'DER Output'!$S$18:$W$41,5,FALSE))","v":0.44781407722569133},{"$f":"IF($C354=\"S\",VLOOKUP($D354,'DER Output'!$S$18:$W$41,4,FALSE),VLOOKUP($D354,'DER Output'!$S$18:$W$41,5,FALSE))","v":0.44781407722569133},{"$f":"IF($C354=\"S\",VLOOKUP($D354,'DER Output'!$S$18:$W$41,4,FALSE),VLOOKUP($D354,'DER Output'!$S$18:$W$41,5,FALSE))","v":0.44781407722569133},{"$f":"IFERROR(IF(OR(C354=\"S\",C354=\"D\"),VLOOKUP(B354,'Seasonal Customer Count'!$B:$I,4,FALSE),IF(C354=\"W\",VLOOKUP(B354,'Seasonal Customer Count'!$B:$P,12,FALSE),\"Check\")),0)","v":0},{"$f":"IFERROR(IF(OR(C354=\"S\",C354=\"D\"),VLOOKUP(B354,'Seasonal Customer Count'!$B:$P,5,FALSE),IF(C354=\"W\",VLOOKUP(B354,'Seasonal Customer Count'!$B:$P,13,FALSE),\"Check\")),0)","v":0},{"$f":"IFERROR(IF(OR(C354=\"S\",C354=\"D\"),VLOOKUP(B354,'Seasonal Customer Count'!$B:$P,6,FALSE),IF(C354=\"W\",VLOOKUP(B354,'Seasonal Customer Count'!$B:$P,14,FALSE),\"Check\")),0)","v":0},{"$f":"IFERROR(IF(OR(C354=\"S\",C354=\"D\"),VLOOKUP(B354,'Seasonal Customer Count'!$B:$P,7,FALSE),IF(C354=\"W\",VLOOKUP(B354,'Seasonal Customer Count'!$B:$P,15,FALSE),\"Check\")),0)","v":0},{"$f":"IFERROR(IF(OR(C354=\"S\",C354=\"D\"),VLOOKUP(B354,'Seasonal Customer Count'!$B:$P,8,FALSE),IF(C354=\"W\",VLOOKUP(B354,'Seasonal Customer Count'!$B:$P,16,FALSE),\"Check\")),0)","v":0},{"$f":"Summary!$D$8*(K354*'Average Project Size'!$F$6+L354*'Average Project Size'!$F$7+M354*'Average Project Size'!$F$8+N354*'Average Project Size'!$F$10+O354*'Average Project Size'!$F$9)/1000","v":0},{"$f":"Summary!$D$8*(K354*F354*'Average Project Size'!$F$6+L354*G354*'Average Project Size'!$F$7+M354*H354*'Average Project Size'!$F$8+N354*I354*'Average Project Size'!$F$10+O354*J354*'Average Project Size'!$F$9)/1000","v":0}]
[null,{"$f":"'Peak Identification'!B353","v":"FSGL41"},{"$f":"'Peak Identification'!D353","v":"S"},{"$f":"'Peak Identification'!E353","v":16},{"$f":"VLOOKUP($D355,'DER Output'!$S$17:$X$41,6,FALSE)","v":0.22644022312513051},{"$f":"IF($C355=\"S\",VLOOKUP($D355,'DER Output'!$S$18:$W$41,2,FALSE),VLOOKUP($D355,'DER Output'!$S$18:$W$41,3,FALSE))","v":0.44781407722569133},{"$f":"IF($C355=\"S\",VLOOKUP($D355,'DER Output'!$S$18:$W$41,4,FALSE),VLOOKUP($D355,'DER Output'!$S$18:$W$41,5,FALSE))","v":0.44781407722569133},{"$f":"IF($C355=\"S\",VLOOKUP($D355,'DER Output'!$S$18:$W$41,4,FALSE),VLOOKUP($D355,'DER Output'!$S$18:$W$41,5,FALSE))","v":0.44781407722569133},{"$f":"IF($C355=\"S\",VLOOKUP($D355,'DER Output'!$S$18:$W$41,4,FALSE),VLOOKUP($D355,'DER Output'!$S$18:$W$41,5,FALSE))","v":0.44781407722569133},{"$f":"IF($C355=\"S\",VLOOKUP($D355,'DER Output'!$S$18:$W$41,4,FALSE),VLOOKUP($D355,'DER Output'!$S$18:$W$41,5,FALSE))","v":0.44781407722569133},{"$f":"IFERROR(IF(OR(C355=\"S\",C355=\"D\"),VLOOKUP(B355,'Seasonal Customer Count'!$B:$I,4,FALSE),IF(C355=\"W\",VLOOKUP(B355,'Seasonal Customer Count'!$B:$P,12,FALSE),\"Check\")),0)","v":16},{"$f":"IFERROR(IF(OR(C355=\"S\",C355=\"D\"),VLOOKUP(B355,'Seasonal Customer Count'!$B:$P,5,FALSE),IF(C355=\"W\",VLOOKUP(B355,'Seasonal Customer Count'!$B:$P,13,FALSE),\"Check\")),0)","v":24},{"$f":"IFERROR(IF(OR(C355=\"S\",C355=\"D\"),VLOOKUP(B355,'Seasonal Customer Count'!$B:$P,6,FALSE),IF(C355=\"W\",VLOOKUP(B355,'Seasonal Customer Count'!$B:$P,14,FALSE),\"Check\")),0)","v":27},{"$f":"IFERROR(IF(OR(C355=\"S\",C355=\"D\"),VLOOKUP(B355,'Seasonal Customer Count'!$B:$P,7,FALSE),IF(C355=\"W\",VLOOKUP(B355,'Seasonal Customer Count'!$B:$P,15,FALSE),\"Check\")),0)","v":0},{"$f":"IFERROR(IF(OR(C355=\"S\",C355=\"D\"),VLOOKUP(B355,'Seasonal Customer Count'!$B:$P,8,FALSE),IF(C355=\"W\",VLOOKUP(B355,'Seasonal Customer Count'!$B:$P,16,FALSE),\"Check\")),0)","v":3},{"$f":"Summary!$D$8*(K355*'Average Project Size'!$F$6+L355*'Average Project Size'!$F$7+M355*'Average Project Size'!$F$8+N355*'Average Project Size'!$F$10+O355*'Average Project Size'!$F$9)/1000","v":8.9478992749948711E-3},{"$f":"Summary!$D$8*(K355*F355*'Average Project Size'!$F$6+L355*G355*'Average Project Size'!$F$7+M355*H355*'Average Project Size'!$F$8+N355*I355*'Average Project Size'!$F$10+O355*J355*'Average Project Size'!$F$9)/1000","v":4.00699525694026E-3}]
[null,{"$f":"'Peak Identification'!B354","v":"FSGL42"},{"$f":"'Peak Identification'!D354","v":"S"},{"$f":"'Peak Identification'!E354","v":18},{"$f":"VLOOKUP($D356,'DER Output'!$S$17:$X$41,6,FALSE)","v":0.16032398020038169},{"$f":"IF($C356=\"S\",VLOOKUP($D356,'DER Output'!$S$18:$W$41,2,FALSE),VLOOKUP($D356,'DER Output'!$S$18:$W$41,3,FALSE))","v":0.17224423800777711},{"$f":"IF($C356=\"S\",VLOOKUP($D356,'DER Output'!$S$18:$W$41,4,FALSE),VLOOKUP($D356,'DER Output'!$S$18:$W$41,5,FALSE))","v":0.17224423800777711},{"$f":"IF($C356=\"S\",VLOOKUP($D356,'DER Output'!$S$18:$W$41,4,FALSE),VLOOKUP($D356,'DER Output'!$S$18:$W$41,5,FALSE))","v":0.17224423800777711},{"$f":"IF($C356=\"S\",VLOOKUP($D356,'DER Output'!$S$18:$W$41,4,FALSE),VLOOKUP($D356,'DER Output'!$S$18:$W$41,5,FALSE))","v":0.17224423800777711},{"$f":"IF($C356=\"S\",VLOOKUP($D356,'DER Output'!$S$18:$W$41,4,FALSE),VLOOKUP($D356,'DER Output'!$S$18:$W$41,5,FALSE))","v":0.17224423800777711},{"$f":"IFERROR(IF(OR(C356=\"S\",C356=\"D\"),VLOOKUP(B356,'Seasonal Customer Count'!$B:$I,4,FALSE),IF(C356=\"W\",VLOOKUP(B356,'Seasonal Customer Count'!$B:$P,12,FALSE),\"Check\")),0)","v":0},{"$f":"IFERROR(IF(OR(C356=\"S\",C356=\"D\"),VLOOKUP(B356,'Seasonal Customer Count'!$B:$P,5,FALSE),IF(C356=\"W\",VLOOKUP(B356,'Seasonal Customer Count'!$B:$P,13,FALSE),\"Check\")),0)","v":0},{"$f":"IFERROR(IF(OR(C356=\"S\",C356=\"D\"),VLOOKUP(B356,'Seasonal Customer Count'!$B:$P,6,FALSE),IF(C356=\"W\",VLOOKUP(B356,'Seasonal Customer Count'!$B:$P,14,FALSE),\"Check\")),0)","v":0},{"$f":"IFERROR(IF(OR(C356=\"S\",C356=\"D\"),VLOOKUP(B356,'Seasonal Customer Count'!$B:$P,7,FALSE),IF(C356=\"W\",VLOOKUP(B356,'Seasonal Customer Count'!$B:$P,15,FALSE),\"Check\")),0)","v":0},{"$f":"IFERROR(IF(OR(C356=\"S\",C356=\"D\"),VLOOKUP(B356,'Seasonal Customer Count'!$B:$P,8,FALSE),IF(C356=\"W\",VLOOKUP(B356,'Seasonal Customer Count'!$B:$P,16,FALSE),\"Check\")),0)","v":0},{"$f":"Summary!$D$8*(K356*'Average Project Size'!$F$6+L356*'Average Project Size'!$F$7+M356*'Average Project Size'!$F$8+N356*'Average Project Size'!$F$10+O356*'Average Project Size'!$F$9)/1000","v":0},{"$f":"Summary!$D$8*(K356*F356*'Average Project Size'!$F$6+L356*G356*'Average Project Size'!$F$7+M356*H356*'Average Project Size'!$F$8+N356*I356*'Average Project Size'!$F$10+O356*J356*'Average Project Size'!$F$9)/1000","v":0}]
[null,{"$f":"'Peak Identification'!B355","v":"FSGL T-132"},{"$f":"'Peak Identification'!D355","v":"S"},{"$f":"'Peak Identification'!E355","v":16},{"$f":"VLOOKUP($D357,'DER Output'!$S$17:$X$41,6,FALSE)","v":0.22644022312513051},{"$f":"IF($C357=\"S\",VLOOKUP($D357,'DER Output'!$S$18:$W$41,2,FALSE),VLOOKUP($D357,'DER Output'!$S$18:$W$41,3,FALSE))","v":0.44781407722569133},{"$f":"IF($C357=\"S\",VLOOKUP($D357,'DER Output'!$S$18:$W$41,4,FALSE),VLOOKUP($D357,'DER Output'!$S$18:$W$41,5,FALSE))","v":0.44781407722569133},{"$f":"IF($C357=\"S\",VLOOKUP($D357,'DER Output'!$S$18:$W$41,4,FALSE),VLOOKUP($D357,'DER Output'!$S$18:$W$41,5,FALSE))","v":0.44781407722569133},{"$f":"IF($C357=\"S\",VLOOKUP($D357,'DER Output'!$S$18:$W$41,4,FALSE),VLOOKUP($D357,'DER Output'!$S$18:$W$41,5,FALSE))","v":0.44781407722569133},{"$f":"IF($C357=\"S\",VLOOKUP($D357,'DER Output'!$S$18:$W$41,4,FALSE),VLOOKUP($D357,'DER Output'!$S$18:$W$41,5,FALSE))","v":0.44781407722569133},{"$f":"IFERROR(IF(OR(C357=\"S\",C357=\"D\"),VLOOKUP(B357,'Seasonal Customer Count'!$B:$I,4,FALSE),IF(C357=\"W\",VLOOKUP(B357,'Seasonal Customer Count'!$B:$P,12,FALSE),\"Check\")),0)","v":16},{"$f":"IFERROR(IF(OR(C357=\"S\",C357=\"D\"),VLOOKUP(B357,'Seasonal Customer Count'!$B:$P,5,FALSE),IF(C357=\"W\",VLOOKUP(B357,'Seasonal Customer Count'!$B:$P,13,FALSE),\"Check\")),0)","v":24},{"$f":"IFERROR(IF(OR(C357=\"S\",C357=\"D\"),VLOOKUP(B357,'Seasonal Customer Count'!$B:$P,6,FALSE),IF(C357=\"W\",VLOOKUP(B357,'Seasonal Customer Count'!$B:$P,14,FALSE),\"Check\")),0)","v":27},{"$f":"IFERROR(IF(OR(C357=\"S\",C357=\"D\"),VLOOKUP(B357,'Seasonal Customer Count'!$B:$P,7,FALSE),IF(C357=\"W\",VLOOKUP(B357,'Seasonal Customer Count'!$B:$P,15,FALSE),\"Check\")),0)","v":0},{"$f":"IFERROR(IF(OR(C357=\"S\",C357=\"D\"),VLOOKUP(B357,'Seasonal Customer Count'!$B:$P,8,FALSE),IF(C357=\"W\",VLOOKUP(B357,'Seasonal Customer Count'!$B:$P,16,FALSE),\"Check\")),0)","v":3},{"$f":"Summary!$D$8*(K357*'Average Project Size'!$F$6+L357*'Average Project Size'!$F$7+M357*'Average Project Size'!$F$8+N357*'Average Project Size'!$F$10+O357*'Average Project Size'!$F$9)/1000","v":8.9478992749948711E-3},{"$f":"Summary!$D$8*(K357*F357*'Average Project Size'!$F$6+L357*G357*'Average Project Size'!$F$7+M357*H357*'Average Project Size'!$F$8+N357*I357*'Average Project Size'!$F$10+O357*J357*'Average Project Size'!$F$9)/1000","v":4.00699525694026E-3}]
[null,{"$f":"'Peak Identification'!B356","v":"FTHL11"},{"$f":"'Peak Identification'!D356","v":"S"},{"$f":"'Peak Identification'!E356","v":18},{"$f":"VLOOKUP($D358,'DER Output'!$S$17:$X$41,6,FALSE)","v":0.16032398020038169},{"$f":"IF($C358=\"S\",VLOOKUP($D358,'DER Output'!$S$18:$W$41,2,FALSE),VLOOKUP($D358,'DER Output'!$S$18:$W$41,3,FALSE))","v":0.17224423800777711},{"$f":"IF($C358=\"S\",VLOOKUP($D358,'DER Output'!$S$18:$W$41,4,FALSE),VLOOKUP($D358,'DER Output'!$S$18:$W$41,5,FALSE))","v":0.17224423800777711},{"$f":"IF($C358=\"S\",VLOOKUP($D358,'DER Output'!$S$18:$W$41,4,FALSE),VLOOKUP($D358,'DER Output'!$S$18:$W$41,5,FALSE))","v":0.17224423800777711},{"$f":"IF($C358=\"S\",VLOOKUP($D358,'DER Output'!$S$18:$W$41,4,FALSE),VLOOKUP($D358,'DER Output'!$S$18:$W$41,5,FALSE))","v":0.17224423800777711},{"$f":"IF($C358=\"S\",VLOOKUP($D358,'DER Output'!$S$18:$W$41,4,FALSE),VLOOKUP($D358,'DER Output'!$S$18:$W$41,5,FALSE))","v":0.17224423800777711},{"$f":"IFERROR(IF(OR(C358=\"S\",C358=\"D\"),VLOOKUP(B358,'Seasonal Customer Count'!$B:$I,4,FALSE),IF(C358=\"W\",VLOOKUP(B358,'Seasonal Customer Count'!$B:$P,12,FALSE),\"Check\")),0)","v":184},{"$f":"IFERROR(IF(OR(C358=\"S\",C358=\"D\"),VLOOKUP(B358,'Seasonal Customer Count'!$B:$P,5,FALSE),IF(C358=\"W\",VLOOKUP(B358,'Seasonal Customer Count'!$B:$P,13,FALSE),\"Check\")),0)","v":6},{"$f":"IFERROR(IF(OR(C358=\"S\",C358=\"D\"),VLOOKUP(B358,'Seasonal Customer Count'!$B:$P,6,FALSE),IF(C358=\"W\",VLOOKUP(B358,'Seasonal Customer Count'!$B:$P,14,FALSE),\"Check\")),0)","v":7},{"$f":"IFERROR(IF(OR(C358=\"S\",C358=\"D\"),VLOOKUP(B358,'Seasonal Customer Count'!$B:$P,7,FALSE),IF(C358=\"W\",VLOOKUP(B358,'Seasonal Customer Count'!$B:$P,15,FALSE),\"Check\")),0)","v":0},{"$f":"IFERROR(IF(OR(C358=\"S\",C358=\"D\"),VLOOKUP(B358,'Seasonal Customer Count'!$B:$P,8,FALSE),IF(C358=\"W\",VLOOKUP(B358,'Seasonal Customer Count'!$B:$P,16,FALSE),\"Check\")),0)","v":28},{"$f":"Summary!$D$8*(K358*'Average Project Size'!$F$6+L358*'Average Project Size'!$F$7+M358*'Average Project Size'!$F$8+N358*'Average Project Size'!$F$10+O358*'Average Project Size'!$F$9)/1000","v":2.6766284609014413E-2},{"$f":"Summary!$D$8*(K358*F358*'Average Project Size'!$F$6+L358*G358*'Average Project Size'!$F$7+M358*H358*'Average Project Size'!$F$8+N358*I358*'Average Project Size'!$F$10+O358*J358*'Average Project Size'!$F$9)/1000","v":4.6103382967789784E-3}]
[null,{"$f":"'Peak Identification'!B357","v":"FTHL12"},{"$f":"'Peak Identification'!D357","v":"S"},{"$f":"'Peak Identification'!E357","v":16},{"$f":"VLOOKUP($D359,'DER Output'!$S$17:$X$41,6,FALSE)","v":0.22644022312513051},{"$f":"IF($C359=\"S\",VLOOKUP($D359,'DER Output'!$S$18:$W$41,2,FALSE),VLOOKUP($D359,'DER Output'!$S$18:$W$41,3,FALSE))","v":0.44781407722569133},{"$f":"IF($C359=\"S\",VLOOKUP($D359,'DER Output'!$S$18:$W$41,4,FALSE),VLOOKUP($D359,'DER Output'!$S$18:$W$41,5,FALSE))","v":0.44781407722569133},{"$f":"IF($C359=\"S\",VLOOKUP($D359,'DER Output'!$S$18:$W$41,4,FALSE),VLOOKUP($D359,'DER Output'!$S$18:$W$41,5,FALSE))","v":0.44781407722569133},{"$f":"IF($C359=\"S\",VLOOKUP($D359,'DER Output'!$S$18:$W$41,4,FALSE),VLOOKUP($D359,'DER Output'!$S$18:$W$41,5,FALSE))","v":0.44781407722569133},{"$f":"IF($C359=\"S\",VLOOKUP($D359,'DER Output'!$S$18:$W$41,4,FALSE),VLOOKUP($D359,'DER Output'!$S$18:$W$41,5,FALSE))","v":0.44781407722569133},{"$f":"IFERROR(IF(OR(C359=\"S\",C359=\"D\"),VLOOKUP(B359,'Seasonal Customer Count'!$B:$I,4,FALSE),IF(C359=\"W\",VLOOKUP(B359,'Seasonal Customer Count'!$B:$P,12,FALSE),\"Check\")),0)","v":262},{"$f":"IFERROR(IF(OR(C359=\"S\",C359=\"D\"),VLOOKUP(B359,'Seasonal Customer Count'!$B:$P,5,FALSE),IF(C359=\"W\",VLOOKUP(B359,'Seasonal Customer Count'!$B:$P,13,FALSE),\"Check\")),0)","v":29},{"$f":"IFERROR(IF(OR(C359=\"S\",C359=\"D\"),VLOOKUP(B359,'Seasonal Customer Count'!$B:$P,6,FALSE),IF(C359=\"W\",VLOOKUP(B359,'Seasonal Customer Count'!$B:$P,14,FALSE),\"Check\")),0)","v":53},{"$f":"IFERROR(IF(OR(C359=\"S\",C359=\"D\"),VLOOKUP(B359,'Seasonal Customer Count'!$B:$P,7,FALSE),IF(C359=\"W\",VLOOKUP(B359,'Seasonal Customer Count'!$B:$P,15,FALSE),\"Check\")),0)","v":1},{"$f":"IFERROR(IF(OR(C359=\"S\",C359=\"D\"),VLOOKUP(B359,'Seasonal Customer Count'!$B:$P,8,FALSE),IF(C359=\"W\",VLOOKUP(B359,'Seasonal Customer Count'!$B:$P,16,FALSE),\"Check\")),0)","v":36},{"$f":"Summary!$D$8*(K359*'Average Project Size'!$F$6+L359*'Average Project Size'!$F$7+M359*'Average Project Size'!$F$8+N359*'Average Project Size'!$F$10+O359*'Average Project Size'!$F$9)/1000","v":4.7488500059350715E-2},{"$f":"Summary!$D$8*(K359*F359*'Average Project Size'!$F$6+L359*G359*'Average Project Size'!$F$7+M359*H359*'Average Project Size'!$F$8+N359*I359*'Average Project Size'!$F$10+O359*J359*'Average Project Size'!$F$9)/1000","v":2.1266018832910329E-2}]
[null,{"$f":"'Peak Identification'!B358","v":"FTHL T-051"},{"$f":"'Peak Identification'!D358","v":"S"},{"$f":"'Peak Identification'!E358","v":15},{"$f":"VLOOKUP($D360,'DER Output'!$S$17:$X$41,6,FALSE)","v":0.24675324675324678},{"$f":"IF($C360=\"S\",VLOOKUP($D360,'DER Output'!$S$18:$W$41,2,FALSE),VLOOKUP($D360,'DER Output'!$S$18:$W$41,3,FALSE))","v":0.57498529407079435},{"$f":"IF($C360=\"S\",VLOOKUP($D360,'DER Output'!$S$18:$W$41,4,FALSE),VLOOKUP($D360,'DER Output'!$S$18:$W$41,5,FALSE))","v":0.57498529407079435},{"$f":"IF($C360=\"S\",VLOOKUP($D360,'DER Output'!$S$18:$W$41,4,FALSE),VLOOKUP($D360,'DER Output'!$S$18:$W$41,5,FALSE))","v":0.57498529407079435},{"$f":"IF($C360=\"S\",VLOOKUP($D360,'DER Output'!$S$18:$W$41,4,FALSE),VLOOKUP($D360,'DER Output'!$S$18:$W$41,5,FALSE))","v":0.57498529407079435},{"$f":"IF($C360=\"S\",VLOOKUP($D360,'DER Output'!$S$18:$W$41,4,FALSE),VLOOKUP($D360,'DER Output'!$S$18:$W$41,5,FALSE))","v":0.57498529407079435},{"$f":"IFERROR(IF(OR(C360=\"S\",C360=\"D\"),VLOOKUP(B360,'Seasonal Customer Count'!$B:$I,4,FALSE),IF(C360=\"W\",VLOOKUP(B360,'Seasonal Customer Count'!$B:$P,12,FALSE),\"Check\")),0)","v":446},{"$f":"IFERROR(IF(OR(C360=\"S\",C360=\"D\"),VLOOKUP(B360,'Seasonal Customer Count'!$B:$P,5,FALSE),IF(C360=\"W\",VLOOKUP(B360,'Seasonal Customer Count'!$B:$P,13,FALSE),\"Check\")),0)","v":35},{"$f":"IFERROR(IF(OR(C360=\"S\",C360=\"D\"),VLOOKUP(B360,'Seasonal Customer Count'!$B:$P,6,FALSE),IF(C360=\"W\",VLOOKUP(B360,'Seasonal Customer Count'!$B:$P,14,FALSE),\"Check\")),0)","v":60},{"$f":"IFERROR(IF(OR(C360=\"S\",C360=\"D\"),VLOOKUP(B360,'Seasonal Customer Count'!$B:$P,7,FALSE),IF(C360=\"W\",VLOOKUP(B360,'Seasonal Customer Count'!$B:$P,15,FALSE),\"Check\")),0)","v":1},{"$f":"IFERROR(IF(OR(C360=\"S\",C360=\"D\"),VLOOKUP(B360,'Seasonal Customer Count'!$B:$P,8,FALSE),IF(C360=\"W\",VLOOKUP(B360,'Seasonal Customer Count'!$B:$P,16,FALSE),\"Check\")),0)","v":64},{"$f":"Summary!$D$8*(K360*'Average Project Size'!$F$6+L360*'Average Project Size'!$F$7+M360*'Average Project Size'!$F$8+N360*'Average Project Size'!$F$10+O360*'Average Project Size'!$F$9)/1000","v":7.4254784668365104E-2},{"$f":"Summary!$D$8*(K360*F360*'Average Project Size'!$F$6+L360*G360*'Average Project Size'!$F$7+M360*H360*'Average Project Size'!$F$8+N360*I360*'Average Project Size'!$F$10+O360*J360*'Average Project Size'!$F$9)/1000","v":4.2695409198703432E-2}]
[null,{"$f":"'Peak Identification'!B359","v":"FTLD11"},{"$f":"'Peak Identification'!D359","v":"S"},{"$f":"'Peak Identification'!E359","v":18},{"$f":"VLOOKUP($D361,'DER Output'!$S$17:$X$41,6,FALSE)","v":0.16032398020038169},{"$f":"IF($C361=\"S\",VLOOKUP($D361,'DER Output'!$S$18:$W$41,2,FALSE),VLOOKUP($D361,'DER Output'!$S$18:$W$41,3,FALSE))","v":0.17224423800777711},{"$f":"IF($C361=\"S\",VLOOKUP($D361,'DER Output'!$S$18:$W$41,4,FALSE),VLOOKUP($D361,'DER Output'!$S$18:$W$41,5,FALSE))","v":0.17224423800777711},{"$f":"IF($C361=\"S\",VLOOKUP($D361,'DER Output'!$S$18:$W$41,4,FALSE),VLOOKUP($D361,'DER Output'!$S$18:$W$41,5,FALSE))","v":0.17224423800777711},{"$f":"IF($C361=\"S\",VLOOKUP($D361,'DER Output'!$S$18:$W$41,4,FALSE),VLOOKUP($D361,'DER Output'!$S$18:$W$41,5,FALSE))","v":0.17224423800777711},{"$f":"IF($C361=\"S\",VLOOKUP($D361,'DER Output'!$S$18:$W$41,4,FALSE),VLOOKUP($D361,'DER Output'!$S$18:$W$41,5,FALSE))","v":0.17224423800777711},{"$f":"IFERROR(IF(OR(C361=\"S\",C361=\"D\"),VLOOKUP(B361,'Seasonal Customer Count'!$B:$I,4,FALSE),IF(C361=\"W\",VLOOKUP(B361,'Seasonal Customer Count'!$B:$P,12,FALSE),\"Check\")),0)","v":0},{"$f":"IFERROR(IF(OR(C361=\"S\",C361=\"D\"),VLOOKUP(B361,'Seasonal Customer Count'!$B:$P,5,FALSE),IF(C361=\"W\",VLOOKUP(B361,'Seasonal Customer Count'!$B:$P,13,FALSE),\"Check\")),0)","v":0},{"$f":"IFERROR(IF(OR(C361=\"S\",C361=\"D\"),VLOOKUP(B361,'Seasonal Customer Count'!$B:$P,6,FALSE),IF(C361=\"W\",VLOOKUP(B361,'Seasonal Customer Count'!$B:$P,14,FALSE),\"Check\")),0)","v":0},{"$f":"IFERROR(IF(OR(C361=\"S\",C361=\"D\"),VLOOKUP(B361,'Seasonal Customer Count'!$B:$P,7,FALSE),IF(C361=\"W\",VLOOKUP(B361,'Seasonal Customer Count'!$B:$P,15,FALSE),\"Check\")),0)","v":0},{"$f":"IFERROR(IF(OR(C361=\"S\",C361=\"D\"),VLOOKUP(B361,'Seasonal Customer Count'!$B:$P,8,FALSE),IF(C361=\"W\",VLOOKUP(B361,'Seasonal Customer Count'!$B:$P,16,FALSE),\"Check\")),0)","v":0},{"$f":"Summary!$D$8*(K361*'Average Project Size'!$F$6+L361*'Average Project Size'!$F$7+M361*'Average Project Size'!$F$8+N361*'Average Project Size'!$F$10+O361*'Average Project Size'!$F$9)/1000","v":0},{"$f":"Summary!$D$8*(K361*F361*'Average Project Size'!$F$6+L361*G361*'Average Project Size'!$F$7+M361*H361*'Average Project Size'!$F$8+N361*I361*'Average Project Size'!$F$10+O361*J361*'Average Project Size'!$F$9)/1000","v":0}]
[null,{"$f":"'Peak Identification'!B360","v":"FTLD12"},{"$f":"'Peak Identification'!D360","v":"S"},{"$f":"'Peak Identification'!E360","v":16},{"$f":"VLOOKUP($D362,'DER Output'!$S$17:$X$41,6,FALSE)","v":0.22644022312513051},{"$f":"IF($C362=\"S\",VLOOKUP($D362,'DER Output'!$S$18:$W$41,2,FALSE),VLOOKUP($D362,'DER Output'!$S$18:$W$41,3,FALSE))","v":0.44781407722569133},{"$f":"IF($C362=\"S\",VLOOKUP($D362,'DER Output'!$S$18:$W$41,4,FALSE),VLOOKUP($D362,'DER Output'!$S$18:$W$41,5,FALSE))","v":0.44781407722569133},{"$f":"IF($C362=\"S\",VLOOKUP($D362,'DER Output'!$S$18:$W$41,4,FALSE),VLOOKUP($D362,'DER Output'!$S$18:$W$41,5,FALSE))","v":0.44781407722569133},{"$f":"IF($C362=\"S\",VLOOKUP($D362,'DER Output'!$S$18:$W$41,4,FALSE),VLOOKUP($D362,'DER Output'!$S$18:$W$41,5,FALSE))","v":0.44781407722569133},{"$f":"IF($C362=\"S\",VLOOKUP($D362,'DER Output'!$S$18:$W$41,4,FALSE),VLOOKUP($D362,'DER Output'!$S$18:$W$41,5,FALSE))","v":0.44781407722569133},{"$f":"IFERROR(IF(OR(C362=\"S\",C362=\"D\"),VLOOKUP(B362,'Seasonal Customer Count'!$B:$I,4,FALSE),IF(C362=\"W\",VLOOKUP(B362,'Seasonal Customer Count'!$B:$P,12,FALSE),\"Check\")),0)","v":0},{"$f":"IFERROR(IF(OR(C362=\"S\",C362=\"D\"),VLOOKUP(B362,'Seasonal Customer Count'!$B:$P,5,FALSE),IF(C362=\"W\",VLOOKUP(B362,'Seasonal Customer Count'!$B:$P,13,FALSE),\"Check\")),0)","v":0},{"$f":"IFERROR(IF(OR(C362=\"S\",C362=\"D\"),VLOOKUP(B362,'Seasonal Customer Count'!$B:$P,6,FALSE),IF(C362=\"W\",VLOOKUP(B362,'Seasonal Customer Count'!$B:$P,14,FALSE),\"Check\")),0)","v":0},{"$f":"IFERROR(IF(OR(C362=\"S\",C362=\"D\"),VLOOKUP(B362,'Seasonal Customer Count'!$B:$P,7,FALSE),IF(C362=\"W\",VLOOKUP(B362,'Seasonal Customer Count'!$B:$P,15,FALSE),\"Check\")),0)","v":0},{"$f":"IFERROR(IF(OR(C362=\"S\",C362=\"D\"),VLOOKUP(B362,'Seasonal Customer Count'!$B:$P,8,FALSE),IF(C362=\"W\",VLOOKUP(B362,'Seasonal Customer Count'!$B:$P,16,FALSE),\"Check\")),0)","v":0},{"$f":"Summary!$D$8*(K362*'Average Project Size'!$F$6+L362*'Average Project Size'!$F$7+M362*'Average Project Size'!$F$8+N362*'Average Project Size'!$F$10+O362*'Average Project Size'!$F$9)/1000","v":0},{"$f":"Summary!$D$8*(K362*F362*'Average Project Size'!$F$6+L362*G362*'Average Project Size'!$F$7+M362*H362*'Average Project Size'!$F$8+N362*I362*'Average Project Size'!$F$10+O362*J362*'Average Project Size'!$F$9)/1000","v":0}]
[null,{"$f":"'Peak Identification'!B361","v":"FTLD T-061"},{"$f":"'Peak Identification'!D361","v":"S"},{"$f":"'Peak Identification'!E361","v":15},{"$f":"VLOOKUP($D363,'DER Output'!$S$17:$X$41,6,FALSE)","v":0.24675324675324678},{"$f":"IF($C363=\"S\",VLOOKUP($D363,'DER Output'!$S$18:$W$41,2,FALSE),VLOOKUP($D363,'DER Output'!$S$18:$W$41,3,FALSE))","v":0.57498529407079435},{"$f":"IF($C363=\"S\",VLOOKUP($D363,'DER Output'!$S$18:$W$41,4,FALSE),VLOOKUP($D363,'DER Output'!$S$18:$W$41,5,FALSE))","v":0.57498529407079435},{"$f":"IF($C363=\"S\",VLOOKUP($D363,'DER Output'!$S$18:$W$41,4,FALSE),VLOOKUP($D363,'DER Output'!$S$18:$W$41,5,FALSE))","v":0.57498529407079435},{"$f":"IF($C363=\"S\",VLOOKUP($D363,'DER Output'!$S$18:$W$41,4,FALSE),VLOOKUP($D363,'DER Output'!$S$18:$W$41,5,FALSE))","v":0.57498529407079435},{"$f":"IF($C363=\"S\",VLOOKUP($D363,'DER Output'!$S$18:$W$41,4,FALSE),VLOOKUP($D363,'DER Output'!$S$18:$W$41,5,FALSE))","v":0.57498529407079435},{"$f":"IFERROR(IF(OR(C363=\"S\",C363=\"D\"),VLOOKUP(B363,'Seasonal Customer Count'!$B:$I,4,FALSE),IF(C363=\"W\",VLOOKUP(B363,'Seasonal Customer Count'!$B:$P,12,FALSE),\"Check\")),0)","v":0},{"$f":"IFERROR(IF(OR(C363=\"S\",C363=\"D\"),VLOOKUP(B363,'Seasonal Customer Count'!$B:$P,5,FALSE),IF(C363=\"W\",VLOOKUP(B363,'Seasonal Customer Count'!$B:$P,13,FALSE),\"Check\")),0)","v":0},{"$f":"IFERROR(IF(OR(C363=\"S\",C363=\"D\"),VLOOKUP(B363,'Seasonal Customer Count'!$B:$P,6,FALSE),IF(C363=\"W\",VLOOKUP(B363,'Seasonal Customer Count'!$B:$P,14,FALSE),\"Check\")),0)","v":0},{"$f":"IFERROR(IF(OR(C363=\"S\",C363=\"D\"),VLOOKUP(B363,'Seasonal Customer Count'!$B:$P,7,FALSE),IF(C363=\"W\",VLOOKUP(B363,'Seasonal Customer Count'!$B:$P,15,FALSE),\"Check\")),0)","v":0},{"$f":"IFERROR(IF(OR(C363=\"S\",C363=\"D\"),VLOOKUP(B363,'Seasonal Customer Count'!$B:$P,8,FALSE),IF(C363=\"W\",VLOOKUP(B363,'Seasonal Customer Count'!$B:$P,16,FALSE),\"Check\")),0)","v":0},{"$f":"Summary!$D$8*(K363*'Average Project Size'!$F$6+L363*'Average Project Size'!$F$7+M363*'Average Project Size'!$F$8+N363*'Average Project Size'!$F$10+O363*'Average Project Size'!$F$9)/1000","v":0},{"$f":"Summary!$D$8*(K363*F363*'Average Project Size'!$F$6+L363*G363*'Average Project Size'!$F$7+M363*H363*'Average Project Size'!$F$8+N363*I363*'Average Project Size'!$F$10+O363*J363*'Average Project Size'!$F$9)/1000","v":0}]
[null,{"$f":"'Peak Identification'!B362","v":"GARY11"},{"$f":"'Peak Identification'!D362","v":"S"},{"$f":"'Peak Identification'!E362","v":17},{"$f":"VLOOKUP($D364,'DER Output'!$S$17:$X$41,6,FALSE)","v":0.19174838710475617},{"$f":"IF($C364=\"S\",VLOOKUP($D364,'DER Output'!$S$18:$W$41,2,FALSE),VLOOKUP($D364,'DER Output'!$S$18:$W$41,3,FALSE))","v":0.30300399777640191},{"$f":"IF($C364=\"S\",VLOOKUP($D364,'DER Output'!$S$18:$W$41,4,FALSE),VLOOKUP($D364,'DER Output'!$S$18:$W$41,5,FALSE))","v":0.30300399777640191},{"$f":"IF($C364=\"S\",VLOOKUP($D364,'DER Output'!$S$18:$W$41,4,FALSE),VLOOKUP($D364,'DER Output'!$S$18:$W$41,5,FALSE))","v":0.30300399777640191},{"$f":"IF($C364=\"S\",VLOOKUP($D364,'DER Output'!$S$18:$W$41,4,FALSE),VLOOKUP($D364,'DER Output'!$S$18:$W$41,5,FALSE))","v":0.30300399777640191},{"$f":"IF($C364=\"S\",VLOOKUP($D364,'DER Output'!$S$18:$W$41,4,FALSE),VLOOKUP($D364,'DER Output'!$S$18:$W$41,5,FALSE))","v":0.30300399777640191},{"$f":"IFERROR(IF(OR(C364=\"S\",C364=\"D\"),VLOOKUP(B364,'Seasonal Customer Count'!$B:$I,4,FALSE),IF(C364=\"W\",VLOOKUP(B364,'Seasonal Customer Count'!$B:$P,12,FALSE),\"Check\")),0)","v":45},{"$f":"IFERROR(IF(OR(C364=\"S\",C364=\"D\"),VLOOKUP(B364,'Seasonal Customer Count'!$B:$P,5,FALSE),IF(C364=\"W\",VLOOKUP(B364,'Seasonal Customer Count'!$B:$P,13,FALSE),\"Check\")),0)","v":12},{"$f":"IFERROR(IF(OR(C364=\"S\",C364=\"D\"),VLOOKUP(B364,'Seasonal Customer Count'!$B:$P,6,FALSE),IF(C364=\"W\",VLOOKUP(B364,'Seasonal Customer Count'!$B:$P,14,FALSE),\"Check\")),0)","v":9},{"$f":"IFERROR(IF(OR(C364=\"S\",C364=\"D\"),VLOOKUP(B364,'Seasonal Customer Count'!$B:$P,7,FALSE),IF(C364=\"W\",VLOOKUP(B364,'Seasonal Customer Count'!$B:$P,15,FALSE),\"Check\")),0)","v":0},{"$f":"IFERROR(IF(OR(C364=\"S\",C364=\"D\"),VLOOKUP(B364,'Seasonal Customer Count'!$B:$P,8,FALSE),IF(C364=\"W\",VLOOKUP(B364,'Seasonal Customer Count'!$B:$P,16,FALSE),\"Check\")),0)","v":0},{"$f":"Summary!$D$8*(K364*'Average Project Size'!$F$6+L364*'Average Project Size'!$F$7+M364*'Average Project Size'!$F$8+N364*'Average Project Size'!$F$10+O364*'Average Project Size'!$F$9)/1000","v":4.216637555408494E-3},{"$f":"Summary!$D$8*(K364*F364*'Average Project Size'!$F$6+L364*G364*'Average Project Size'!$F$7+M364*H364*'Average Project Size'!$F$8+N364*I364*'Average Project Size'!$F$10+O364*J364*'Average Project Size'!$F$9)/1000","v":1.2776580364628879E-3}]
[null,{"$f":"'Peak Identification'!B363","v":"GARY12"},{"$f":"'Peak Identification'!D363","v":"S"},{"$f":"'Peak Identification'!E363","v":19},{"$f":"VLOOKUP($D365,'DER Output'!$S$17:$X$41,6,FALSE)","v":0.11066797934994306},{"$f":"IF($C365=\"S\",VLOOKUP($D365,'DER Output'!$S$18:$W$41,2,FALSE),VLOOKUP($D365,'DER Output'!$S$18:$W$41,3,FALSE))","v":7.5840560103576066E-2},{"$f":"IF($C365=\"S\",VLOOKUP($D365,'DER Output'!$S$18:$W$41,4,FALSE),VLOOKUP($D365,'DER Output'!$S$18:$W$41,5,FALSE))","v":7.5840560103576066E-2},{"$f":"IF($C365=\"S\",VLOOKUP($D365,'DER Output'!$S$18:$W$41,4,FALSE),VLOOKUP($D365,'DER Output'!$S$18:$W$41,5,FALSE))","v":7.5840560103576066E-2},{"$f":"IF($C365=\"S\",VLOOKUP($D365,'DER Output'!$S$18:$W$41,4,FALSE),VLOOKUP($D365,'DER Output'!$S$18:$W$41,5,FALSE))","v":7.5840560103576066E-2},{"$f":"IF($C365=\"S\",VLOOKUP($D365,'DER Output'!$S$18:$W$41,4,FALSE),VLOOKUP($D365,'DER Output'!$S$18:$W$41,5,FALSE))","v":7.5840560103576066E-2},{"$f":"IFERROR(IF(OR(C365=\"S\",C365=\"D\"),VLOOKUP(B365,'Seasonal Customer Count'!$B:$I,4,FALSE),IF(C365=\"W\",VLOOKUP(B365,'Seasonal Customer Count'!$B:$P,12,FALSE),\"Check\")),0)","v":2098},{"$f":"IFERROR(IF(OR(C365=\"S\",C365=\"D\"),VLOOKUP(B365,'Seasonal Customer Count'!$B:$P,5,FALSE),IF(C365=\"W\",VLOOKUP(B365,'Seasonal Customer Count'!$B:$P,13,FALSE),\"Check\")),0)","v":33},{"$f":"IFERROR(IF(OR(C365=\"S\",C365=\"D\"),VLOOKUP(B365,'Seasonal Customer Count'!$B:$P,6,FALSE),IF(C365=\"W\",VLOOKUP(B365,'Seasonal Customer Count'!$B:$P,14,FALSE),\"Check\")),0)","v":29},{"$f":"IFERROR(IF(OR(C365=\"S\",C365=\"D\"),VLOOKUP(B365,'Seasonal Customer Count'!$B:$P,7,FALSE),IF(C365=\"W\",VLOOKUP(B365,'Seasonal Customer Count'!$B:$P,15,FALSE),\"Check\")),0)","v":0},{"$f":"IFERROR(IF(OR(C365=\"S\",C365=\"D\"),VLOOKUP(B365,'Seasonal Customer Count'!$B:$P,8,FALSE),IF(C365=\"W\",VLOOKUP(B365,'Seasonal Customer Count'!$B:$P,16,FALSE),\"Check\")),0)","v":3},{"$f":"Summary!$D$8*(K365*'Average Project Size'!$F$6+L365*'Average Project Size'!$F$7+M365*'Average Project Size'!$F$8+N365*'Average Project Size'!$F$10+O365*'Average Project Size'!$F$9)/1000","v":9.2706031156711471E-2},{"$f":"Summary!$D$8*(K365*F365*'Average Project Size'!$F$6+L365*G365*'Average Project Size'!$F$7+M365*H365*'Average Project Size'!$F$8+N365*I365*'Average Project Size'!$F$10+O365*J365*'Average Project Size'!$F$9)/1000","v":7.0308773279045703E-3}]
[null,{"$f":"'Peak Identification'!B364","v":"GARY13"},{"$f":"'Peak Identification'!D364","v":"S"},{"$f":"'Peak Identification'!E364","v":18},{"$f":"VLOOKUP($D366,'DER Output'!$S$17:$X$41,6,FALSE)","v":0.16032398020038169},{"$f":"IF($C366=\"S\",VLOOKUP($D366,'DER Output'!$S$18:$W$41,2,FALSE),VLOOKUP($D366,'DER Output'!$S$18:$W$41,3,FALSE))","v":0.17224423800777711},{"$f":"IF($C366=\"S\",VLOOKUP($D366,'DER Output'!$S$18:$W$41,4,FALSE),VLOOKUP($D366,'DER Output'!$S$18:$W$41,5,FALSE))","v":0.17224423800777711},{"$f":"IF($C366=\"S\",VLOOKUP($D366,'DER Output'!$S$18:$W$41,4,FALSE),VLOOKUP($D366,'DER Output'!$S$18:$W$41,5,FALSE))","v":0.17224423800777711},{"$f":"IF($C366=\"S\",VLOOKUP($D366,'DER Output'!$S$18:$W$41,4,FALSE),VLOOKUP($D366,'DER Output'!$S$18:$W$41,5,FALSE))","v":0.17224423800777711},{"$f":"IF($C366=\"S\",VLOOKUP($D366,'DER Output'!$S$18:$W$41,4,FALSE),VLOOKUP($D366,'DER Output'!$S$18:$W$41,5,FALSE))","v":0.17224423800777711},{"$f":"IFERROR(IF(OR(C366=\"S\",C366=\"D\"),VLOOKUP(B366,'Seasonal Customer Count'!$B:$I,4,FALSE),IF(C366=\"W\",VLOOKUP(B366,'Seasonal Customer Count'!$B:$P,12,FALSE),\"Check\")),0)","v":1046},{"$f":"IFERROR(IF(OR(C366=\"S\",C366=\"D\"),VLOOKUP(B366,'Seasonal Customer Count'!$B:$P,5,FALSE),IF(C366=\"W\",VLOOKUP(B366,'Seasonal Customer Count'!$B:$P,13,FALSE),\"Check\")),0)","v":31},{"$f":"IFERROR(IF(OR(C366=\"S\",C366=\"D\"),VLOOKUP(B366,'Seasonal Customer Count'!$B:$P,6,FALSE),IF(C366=\"W\",VLOOKUP(B366,'Seasonal Customer Count'!$B:$P,14,FALSE),\"Check\")),0)","v":99},{"$f":"IFERROR(IF(OR(C366=\"S\",C366=\"D\"),VLOOKUP(B366,'Seasonal Customer Count'!$B:$P,7,FALSE),IF(C366=\"W\",VLOOKUP(B366,'Seasonal Customer Count'!$B:$P,15,FALSE),\"Check\")),0)","v":0},{"$f":"IFERROR(IF(OR(C366=\"S\",C366=\"D\"),VLOOKUP(B366,'Seasonal Customer Count'!$B:$P,8,FALSE),IF(C366=\"W\",VLOOKUP(B366,'Seasonal Customer Count'!$B:$P,16,FALSE),\"Check\")),0)","v":0},{"$f":"Summary!$D$8*(K366*'Average Project Size'!$F$6+L366*'Average Project Size'!$F$7+M366*'Average Project Size'!$F$8+N366*'Average Project Size'!$F$10+O366*'Average Project Size'!$F$9)/1000","v":6.0875792226728426E-2},{"$f":"Summary!$D$8*(K366*F366*'Average Project Size'!$F$6+L366*G366*'Average Project Size'!$F$7+M366*H366*'Average Project Size'!$F$8+N366*I366*'Average Project Size'!$F$10+O366*J366*'Average Project Size'!$F$9)/1000","v":1.0485504445212597E-2}]
[null,{"$f":"'Peak Identification'!B365","v":"GARY14"},{"$f":"'Peak Identification'!D365","v":"S"},{"$f":"'Peak Identification'!E365","v":17},{"$f":"VLOOKUP($D367,'DER Output'!$S$17:$X$41,6,FALSE)","v":0.19174838710475617},{"$f":"IF($C367=\"S\",VLOOKUP($D367,'DER Output'!$S$18:$W$41,2,FALSE),VLOOKUP($D367,'DER Output'!$S$18:$W$41,3,FALSE))","v":0.30300399777640191},{"$f":"IF($C367=\"S\",VLOOKUP($D367,'DER Output'!$S$18:$W$41,4,FALSE),VLOOKUP($D367,'DER Output'!$S$18:$W$41,5,FALSE))","v":0.30300399777640191},{"$f":"IF($C367=\"S\",VLOOKUP($D367,'DER Output'!$S$18:$W$41,4,FALSE),VLOOKUP($D367,'DER Output'!$S$18:$W$41,5,FALSE))","v":0.30300399777640191},{"$f":"IF($C367=\"S\",VLOOKUP($D367,'DER Output'!$S$18:$W$41,4,FALSE),VLOOKUP($D367,'DER Output'!$S$18:$W$41,5,FALSE))","v":0.30300399777640191},{"$f":"IF($C367=\"S\",VLOOKUP($D367,'DER Output'!$S$18:$W$41,4,FALSE),VLOOKUP($D367,'DER Output'!$S$18:$W$41,5,FALSE))","v":0.30300399777640191},{"$f":"IFERROR(IF(OR(C367=\"S\",C367=\"D\"),VLOOKUP(B367,'Seasonal Customer Count'!$B:$I,4,FALSE),IF(C367=\"W\",VLOOKUP(B367,'Seasonal Customer Count'!$B:$P,12,FALSE),\"Check\")),0)","v":989},{"$f":"IFERROR(IF(OR(C367=\"S\",C367=\"D\"),VLOOKUP(B367,'Seasonal Customer Count'!$B:$P,5,FALSE),IF(C367=\"W\",VLOOKUP(B367,'Seasonal Customer Count'!$B:$P,13,FALSE),\"Check\")),0)","v":80},{"$f":"IFERROR(IF(OR(C367=\"S\",C367=\"D\"),VLOOKUP(B367,'Seasonal Customer Count'!$B:$P,6,FALSE),IF(C367=\"W\",VLOOKUP(B367,'Seasonal Customer Count'!$B:$P,14,FALSE),\"Check\")),0)","v":81},{"$f":"IFERROR(IF(OR(C367=\"S\",C367=\"D\"),VLOOKUP(B367,'Seasonal Customer Count'!$B:$P,7,FALSE),IF(C367=\"W\",VLOOKUP(B367,'Seasonal Customer Count'!$B:$P,15,FALSE),\"Check\")),0)","v":1},{"$f":"IFERROR(IF(OR(C367=\"S\",C367=\"D\"),VLOOKUP(B367,'Seasonal Customer Count'!$B:$P,8,FALSE),IF(C367=\"W\",VLOOKUP(B367,'Seasonal Customer Count'!$B:$P,16,FALSE),\"Check\")),0)","v":0},{"$f":"Summary!$D$8*(K367*'Average Project Size'!$F$6+L367*'Average Project Size'!$F$7+M367*'Average Project Size'!$F$8+N367*'Average Project Size'!$F$10+O367*'Average Project Size'!$F$9)/1000","v":6.2044008452691791E-2},{"$f":"Summary!$D$8*(K367*F367*'Average Project Size'!$F$6+L367*G367*'Average Project Size'!$F$7+M367*H367*'Average Project Size'!$F$8+N367*I367*'Average Project Size'!$F$10+O367*J367*'Average Project Size'!$F$9)/1000","v":1.8799582599238487E-2}]
[null,{"$f":"'Peak Identification'!B366","v":"GARY15"},{"$f":"'Peak Identification'!D366","v":"S"},{"$f":"'Peak Identification'!E366","v":16},{"$f":"VLOOKUP($D368,'DER Output'!$S$17:$X$41,6,FALSE)","v":0.22644022312513051},{"$f":"IF($C368=\"S\",VLOOKUP($D368,'DER Output'!$S$18:$W$41,2,FALSE),VLOOKUP($D368,'DER Output'!$S$18:$W$41,3,FALSE))","v":0.44781407722569133},{"$f":"IF($C368=\"S\",VLOOKUP($D368,'DER Output'!$S$18:$W$41,4,FALSE),VLOOKUP($D368,'DER Output'!$S$18:$W$41,5,FALSE))","v":0.44781407722569133},{"$f":"IF($C368=\"S\",VLOOKUP($D368,'DER Output'!$S$18:$W$41,4,FALSE),VLOOKUP($D368,'DER Output'!$S$18:$W$41,5,FALSE))","v":0.44781407722569133},{"$f":"IF($C368=\"S\",VLOOKUP($D368,'DER Output'!$S$18:$W$41,4,FALSE),VLOOKUP($D368,'DER Output'!$S$18:$W$41,5,FALSE))","v":0.44781407722569133},{"$f":"IF($C368=\"S\",VLOOKUP($D368,'DER Output'!$S$18:$W$41,4,FALSE),VLOOKUP($D368,'DER Output'!$S$18:$W$41,5,FALSE))","v":0.44781407722569133},{"$f":"IFERROR(IF(OR(C368=\"S\",C368=\"D\"),VLOOKUP(B368,'Seasonal Customer Count'!$B:$I,4,FALSE),IF(C368=\"W\",VLOOKUP(B368,'Seasonal Customer Count'!$B:$P,12,FALSE),\"Check\")),0)","v":49},{"$f":"IFERROR(IF(OR(C368=\"S\",C368=\"D\"),VLOOKUP(B368,'Seasonal Customer Count'!$B:$P,5,FALSE),IF(C368=\"W\",VLOOKUP(B368,'Seasonal Customer Count'!$B:$P,13,FALSE),\"Check\")),0)","v":3},{"$f":"IFERROR(IF(OR(C368=\"S\",C368=\"D\"),VLOOKUP(B368,'Seasonal Customer Count'!$B:$P,6,FALSE),IF(C368=\"W\",VLOOKUP(B368,'Seasonal Customer Count'!$B:$P,14,FALSE),\"Check\")),0)","v":2},{"$f":"IFERROR(IF(OR(C368=\"S\",C368=\"D\"),VLOOKUP(B368,'Seasonal Customer Count'!$B:$P,7,FALSE),IF(C368=\"W\",VLOOKUP(B368,'Seasonal Customer Count'!$B:$P,15,FALSE),\"Check\")),0)","v":0},{"$f":"IFERROR(IF(OR(C368=\"S\",C368=\"D\"),VLOOKUP(B368,'Seasonal Customer Count'!$B:$P,8,FALSE),IF(C368=\"W\",VLOOKUP(B368,'Seasonal Customer Count'!$B:$P,16,FALSE),\"Check\")),0)","v":0},{"$f":"Summary!$D$8*(K368*'Average Project Size'!$F$6+L368*'Average Project Size'!$F$7+M368*'Average Project Size'!$F$8+N368*'Average Project Size'!$F$10+O368*'Average Project Size'!$F$9)/1000","v":2.5116273264397769E-3},{"$f":"Summary!$D$8*(K368*F368*'Average Project Size'!$F$6+L368*G368*'Average Project Size'!$F$7+M368*H368*'Average Project Size'!$F$8+N368*I368*'Average Project Size'!$F$10+O368*J368*'Average Project Size'!$F$9)/1000","v":1.1247420735244588E-3}]
[null,{"$f":"'Peak Identification'!B367","v":"GARY16"},{"$f":"'Peak Identification'!D367","v":"S"},{"$f":"'Peak Identification'!E367","v":18},{"$f":"VLOOKUP($D369,'DER Output'!$S$17:$X$41,6,FALSE)","v":0.16032398020038169},{"$f":"IF($C369=\"S\",VLOOKUP($D369,'DER Output'!$S$18:$W$41,2,FALSE),VLOOKUP($D369,'DER Output'!$S$18:$W$41,3,FALSE))","v":0.17224423800777711},{"$f":"IF($C369=\"S\",VLOOKUP($D369,'DER Output'!$S$18:$W$41,4,FALSE),VLOOKUP($D369,'DER Output'!$S$18:$W$41,5,FALSE))","v":0.17224423800777711},{"$f":"IF($C369=\"S\",VLOOKUP($D369,'DER Output'!$S$18:$W$41,4,FALSE),VLOOKUP($D369,'DER Output'!$S$18:$W$41,5,FALSE))","v":0.17224423800777711},{"$f":"IF($C369=\"S\",VLOOKUP($D369,'DER Output'!$S$18:$W$41,4,FALSE),VLOOKUP($D369,'DER Output'!$S$18:$W$41,5,FALSE))","v":0.17224423800777711},{"$f":"IF($C369=\"S\",VLOOKUP($D369,'DER Output'!$S$18:$W$41,4,FALSE),VLOOKUP($D369,'DER Output'!$S$18:$W$41,5,FALSE))","v":0.17224423800777711},{"$f":"IFERROR(IF(OR(C369=\"S\",C369=\"D\"),VLOOKUP(B369,'Seasonal Customer Count'!$B:$I,4,FALSE),IF(C369=\"W\",VLOOKUP(B369,'Seasonal Customer Count'!$B:$P,12,FALSE),\"Check\")),0)","v":1393},{"$f":"IFERROR(IF(OR(C369=\"S\",C369=\"D\"),VLOOKUP(B369,'Seasonal Customer Count'!$B:$P,5,FALSE),IF(C369=\"W\",VLOOKUP(B369,'Seasonal Customer Count'!$B:$P,13,FALSE),\"Check\")),0)","v":47},{"$f":"IFERROR(IF(OR(C369=\"S\",C369=\"D\"),VLOOKUP(B369,'Seasonal Customer Count'!$B:$P,6,FALSE),IF(C369=\"W\",VLOOKUP(B369,'Seasonal Customer Count'!$B:$P,14,FALSE),\"Check\")),0)","v":45},{"$f":"IFERROR(IF(OR(C369=\"S\",C369=\"D\"),VLOOKUP(B369,'Seasonal Customer Count'!$B:$P,7,FALSE),IF(C369=\"W\",VLOOKUP(B369,'Seasonal Customer Count'!$B:$P,15,FALSE),\"Check\")),0)","v":1},{"$f":"IFERROR(IF(OR(C369=\"S\",C369=\"D\"),VLOOKUP(B369,'Seasonal Customer Count'!$B:$P,8,FALSE),IF(C369=\"W\",VLOOKUP(B369,'Seasonal Customer Count'!$B:$P,16,FALSE),\"Check\")),0)","v":0},{"$f":"Summary!$D$8*(K369*'Average Project Size'!$F$6+L369*'Average Project Size'!$F$7+M369*'Average Project Size'!$F$8+N369*'Average Project Size'!$F$10+O369*'Average Project Size'!$F$9)/1000","v":6.9490130280312867E-2},{"$f":"Summary!$D$8*(K369*F369*'Average Project Size'!$F$6+L369*G369*'Average Project Size'!$F$7+M369*H369*'Average Project Size'!$F$8+N369*I369*'Average Project Size'!$F$10+O369*J369*'Average Project Size'!$F$9)/1000","v":1.1969274539193645E-2}]
[null,{"$f":"'Peak Identification'!B368","v":"GARY T-131"},{"$f":"'Peak Identification'!D368","v":"S"},{"$f":"'Peak Identification'!E368","v":16},{"$f":"VLOOKUP($D370,'DER Output'!$S$17:$X$41,6,FALSE)","v":0.22644022312513051},{"$f":"IF($C370=\"S\",VLOOKUP($D370,'DER Output'!$S$18:$W$41,2,FALSE),VLOOKUP($D370,'DER Output'!$S$18:$W$41,3,FALSE))","v":0.44781407722569133},{"$f":"IF($C370=\"S\",VLOOKUP($D370,'DER Output'!$S$18:$W$41,4,FALSE),VLOOKUP($D370,'DER Output'!$S$18:$W$41,5,FALSE))","v":0.44781407722569133},{"$f":"IF($C370=\"S\",VLOOKUP($D370,'DER Output'!$S$18:$W$41,4,FALSE),VLOOKUP($D370,'DER Output'!$S$18:$W$41,5,FALSE))","v":0.44781407722569133},{"$f":"IF($C370=\"S\",VLOOKUP($D370,'DER Output'!$S$18:$W$41,4,FALSE),VLOOKUP($D370,'DER Output'!$S$18:$W$41,5,FALSE))","v":0.44781407722569133},{"$f":"IF($C370=\"S\",VLOOKUP($D370,'DER Output'!$S$18:$W$41,4,FALSE),VLOOKUP($D370,'DER Output'!$S$18:$W$41,5,FALSE))","v":0.44781407722569133},{"$f":"IFERROR(IF(OR(C370=\"S\",C370=\"D\"),VLOOKUP(B370,'Seasonal Customer Count'!$B:$I,4,FALSE),IF(C370=\"W\",VLOOKUP(B370,'Seasonal Customer Count'!$B:$P,12,FALSE),\"Check\")),0)","v":4178},{"$f":"IFERROR(IF(OR(C370=\"S\",C370=\"D\"),VLOOKUP(B370,'Seasonal Customer Count'!$B:$P,5,FALSE),IF(C370=\"W\",VLOOKUP(B370,'Seasonal Customer Count'!$B:$P,13,FALSE),\"Check\")),0)","v":156},{"$f":"IFERROR(IF(OR(C370=\"S\",C370=\"D\"),VLOOKUP(B370,'Seasonal Customer Count'!$B:$P,6,FALSE),IF(C370=\"W\",VLOOKUP(B370,'Seasonal Customer Count'!$B:$P,14,FALSE),\"Check\")),0)","v":218},{"$f":"IFERROR(IF(OR(C370=\"S\",C370=\"D\"),VLOOKUP(B370,'Seasonal Customer Count'!$B:$P,7,FALSE),IF(C370=\"W\",VLOOKUP(B370,'Seasonal Customer Count'!$B:$P,15,FALSE),\"Check\")),0)","v":1},{"$f":"IFERROR(IF(OR(C370=\"S\",C370=\"D\"),VLOOKUP(B370,'Seasonal Customer Count'!$B:$P,8,FALSE),IF(C370=\"W\",VLOOKUP(B370,'Seasonal Customer Count'!$B:$P,16,FALSE),\"Check\")),0)","v":3},{"$f":"Summary!$D$8*(K370*'Average Project Size'!$F$6+L370*'Average Project Size'!$F$7+M370*'Average Project Size'!$F$8+N370*'Average Project Size'!$F$10+O370*'Average Project Size'!$F$9)/1000","v":0.21984246939154017},{"$f":"Summary!$D$8*(K370*F370*'Average Project Size'!$F$6+L370*G370*'Average Project Size'!$F$7+M370*H370*'Average Project Size'!$F$8+N370*I370*'Average Project Size'!$F$10+O370*J370*'Average Project Size'!$F$9)/1000","v":9.8448552565589861E-2}]
[null,{"$f":"'Peak Identification'!B369","v":"GARY T-132"},{"$f":"'Peak Identification'!D369","v":"S"},{"$f":"'Peak Identification'!E369","v":17},{"$f":"VLOOKUP($D371,'DER Output'!$S$17:$X$41,6,FALSE)","v":0.19174838710475617},{"$f":"IF($C371=\"S\",VLOOKUP($D371,'DER Output'!$S$18:$W$41,2,FALSE),VLOOKUP($D371,'DER Output'!$S$18:$W$41,3,FALSE))","v":0.30300399777640191},{"$f":"IF($C371=\"S\",VLOOKUP($D371,'DER Output'!$S$18:$W$41,4,FALSE),VLOOKUP($D371,'DER Output'!$S$18:$W$41,5,FALSE))","v":0.30300399777640191},{"$f":"IF($C371=\"S\",VLOOKUP($D371,'DER Output'!$S$18:$W$41,4,FALSE),VLOOKUP($D371,'DER Output'!$S$18:$W$41,5,FALSE))","v":0.30300399777640191},{"$f":"IF($C371=\"S\",VLOOKUP($D371,'DER Output'!$S$18:$W$41,4,FALSE),VLOOKUP($D371,'DER Output'!$S$18:$W$41,5,FALSE))","v":0.30300399777640191},{"$f":"IF($C371=\"S\",VLOOKUP($D371,'DER Output'!$S$18:$W$41,4,FALSE),VLOOKUP($D371,'DER Output'!$S$18:$W$41,5,FALSE))","v":0.30300399777640191},{"$f":"IFERROR(IF(OR(C371=\"S\",C371=\"D\"),VLOOKUP(B371,'Seasonal Customer Count'!$B:$I,4,FALSE),IF(C371=\"W\",VLOOKUP(B371,'Seasonal Customer Count'!$B:$P,12,FALSE),\"Check\")),0)","v":1442},{"$f":"IFERROR(IF(OR(C371=\"S\",C371=\"D\"),VLOOKUP(B371,'Seasonal Customer Count'!$B:$P,5,FALSE),IF(C371=\"W\",VLOOKUP(B371,'Seasonal Customer Count'!$B:$P,13,FALSE),\"Check\")),0)","v":50},{"$f":"IFERROR(IF(OR(C371=\"S\",C371=\"D\"),VLOOKUP(B371,'Seasonal Customer Count'!$B:$P,6,FALSE),IF(C371=\"W\",VLOOKUP(B371,'Seasonal Customer Count'!$B:$P,14,FALSE),\"Check\")),0)","v":47},{"$f":"IFERROR(IF(OR(C371=\"S\",C371=\"D\"),VLOOKUP(B371,'Seasonal Customer Count'!$B:$P,7,FALSE),IF(C371=\"W\",VLOOKUP(B371,'Seasonal Customer Count'!$B:$P,15,FALSE),\"Check\")),0)","v":1},{"$f":"IFERROR(IF(OR(C371=\"S\",C371=\"D\"),VLOOKUP(B371,'Seasonal Customer Count'!$B:$P,8,FALSE),IF(C371=\"W\",VLOOKUP(B371,'Seasonal Customer Count'!$B:$P,16,FALSE),\"Check\")),0)","v":0},{"$f":"Summary!$D$8*(K371*'Average Project Size'!$F$6+L371*'Average Project Size'!$F$7+M371*'Average Project Size'!$F$8+N371*'Average Project Size'!$F$10+O371*'Average Project Size'!$F$9)/1000","v":7.2001757606752648E-2},{"$f":"Summary!$D$8*(K371*F371*'Average Project Size'!$F$6+L371*G371*'Average Project Size'!$F$7+M371*H371*'Average Project Size'!$F$8+N371*I371*'Average Project Size'!$F$10+O371*J371*'Average Project Size'!$F$9)/1000","v":2.1816820401773501E-2}]
[null,{"$f":"'Peak Identification'!B370","v":"GEMM11"},{"$f":"'Peak Identification'!D370","v":"S"},{"$f":"'Peak Identification'!E370","v":19},{"$f":"VLOOKUP($D372,'DER Output'!$S$17:$X$41,6,FALSE)","v":0.11066797934994306},{"$f":"IF($C372=\"S\",VLOOKUP($D372,'DER Output'!$S$18:$W$41,2,FALSE),VLOOKUP($D372,'DER Output'!$S$18:$W$41,3,FALSE))","v":7.5840560103576066E-2},{"$f":"IF($C372=\"S\",VLOOKUP($D372,'DER Output'!$S$18:$W$41,4,FALSE),VLOOKUP($D372,'DER Output'!$S$18:$W$41,5,FALSE))","v":7.5840560103576066E-2},{"$f":"IF($C372=\"S\",VLOOKUP($D372,'DER Output'!$S$18:$W$41,4,FALSE),VLOOKUP($D372,'DER Output'!$S$18:$W$41,5,FALSE))","v":7.5840560103576066E-2},{"$f":"IF($C372=\"S\",VLOOKUP($D372,'DER Output'!$S$18:$W$41,4,FALSE),VLOOKUP($D372,'DER Output'!$S$18:$W$41,5,FALSE))","v":7.5840560103576066E-2},{"$f":"IF($C372=\"S\",VLOOKUP($D372,'DER Output'!$S$18:$W$41,4,FALSE),VLOOKUP($D372,'DER Output'!$S$18:$W$41,5,FALSE))","v":7.5840560103576066E-2},{"$f":"IFERROR(IF(OR(C372=\"S\",C372=\"D\"),VLOOKUP(B372,'Seasonal Customer Count'!$B:$I,4,FALSE),IF(C372=\"W\",VLOOKUP(B372,'Seasonal Customer Count'!$B:$P,12,FALSE),\"Check\")),0)","v":328},{"$f":"IFERROR(IF(OR(C372=\"S\",C372=\"D\"),VLOOKUP(B372,'Seasonal Customer Count'!$B:$P,5,FALSE),IF(C372=\"W\",VLOOKUP(B372,'Seasonal Customer Count'!$B:$P,13,FALSE),\"Check\")),0)","v":30},{"$f":"IFERROR(IF(OR(C372=\"S\",C372=\"D\"),VLOOKUP(B372,'Seasonal Customer Count'!$B:$P,6,FALSE),IF(C372=\"W\",VLOOKUP(B372,'Seasonal Customer Count'!$B:$P,14,FALSE),\"Check\")),0)","v":17},{"$f":"IFERROR(IF(OR(C372=\"S\",C372=\"D\"),VLOOKUP(B372,'Seasonal Customer Count'!$B:$P,7,FALSE),IF(C372=\"W\",VLOOKUP(B372,'Seasonal Customer Count'!$B:$P,15,FALSE),\"Check\")),0)","v":0},{"$f":"IFERROR(IF(OR(C372=\"S\",C372=\"D\"),VLOOKUP(B372,'Seasonal Customer Count'!$B:$P,8,FALSE),IF(C372=\"W\",VLOOKUP(B372,'Seasonal Customer Count'!$B:$P,16,FALSE),\"Check\")),0)","v":69},{"$f":"Summary!$D$8*(K372*'Average Project Size'!$F$6+L372*'Average Project Size'!$F$7+M372*'Average Project Size'!$F$8+N372*'Average Project Size'!$F$10+O372*'Average Project Size'!$F$9)/1000","v":6.204723927150816E-2},{"$f":"Summary!$D$8*(K372*F372*'Average Project Size'!$F$6+L372*G372*'Average Project Size'!$F$7+M372*H372*'Average Project Size'!$F$8+N372*I372*'Average Project Size'!$F$10+O372*J372*'Average Project Size'!$F$9)/1000","v":4.7056973792317797E-3}]
[null,{"$f":"'Peak Identification'!B371","v":"GEMM12"},{"$f":"'Peak Identification'!D371","v":"S"},{"$f":"'Peak Identification'!E371","v":19},{"$f":"VLOOKUP($D373,'DER Output'!$S$17:$X$41,6,FALSE)","v":0.11066797934994306},{"$f":"IF($C373=\"S\",VLOOKUP($D373,'DER Output'!$S$18:$W$41,2,FALSE),VLOOKUP($D373,'DER Output'!$S$18:$W$41,3,FALSE))","v":7.5840560103576066E-2},{"$f":"IF($C373=\"S\",VLOOKUP($D373,'DER Output'!$S$18:$W$41,4,FALSE),VLOOKUP($D373,'DER Output'!$S$18:$W$41,5,FALSE))","v":7.5840560103576066E-2},{"$f":"IF($C373=\"S\",VLOOKUP($D373,'DER Output'!$S$18:$W$41,4,FALSE),VLOOKUP($D373,'DER Output'!$S$18:$W$41,5,FALSE))","v":7.5840560103576066E-2},{"$f":"IF($C373=\"S\",VLOOKUP($D373,'DER Output'!$S$18:$W$41,4,FALSE),VLOOKUP($D373,'DER Output'!$S$18:$W$41,5,FALSE))","v":7.5840560103576066E-2},{"$f":"IF($C373=\"S\",VLOOKUP($D373,'DER Output'!$S$18:$W$41,4,FALSE),VLOOKUP($D373,'DER Output'!$S$18:$W$41,5,FALSE))","v":7.5840560103576066E-2},{"$f":"IFERROR(IF(OR(C373=\"S\",C373=\"D\"),VLOOKUP(B373,'Seasonal Customer Count'!$B:$I,4,FALSE),IF(C373=\"W\",VLOOKUP(B373,'Seasonal Customer Count'!$B:$P,12,FALSE),\"Check\")),0)","v":420},{"$f":"IFERROR(IF(OR(C373=\"S\",C373=\"D\"),VLOOKUP(B373,'Seasonal Customer Count'!$B:$P,5,FALSE),IF(C373=\"W\",VLOOKUP(B373,'Seasonal Customer Count'!$B:$P,13,FALSE),\"Check\")),0)","v":36},{"$f":"IFERROR(IF(OR(C373=\"S\",C373=\"D\"),VLOOKUP(B373,'Seasonal Customer Count'!$B:$P,6,FALSE),IF(C373=\"W\",VLOOKUP(B373,'Seasonal Customer Count'!$B:$P,14,FALSE),\"Check\")),0)","v":48},{"$f":"IFERROR(IF(OR(C373=\"S\",C373=\"D\"),VLOOKUP(B373,'Seasonal Customer Count'!$B:$P,7,FALSE),IF(C373=\"W\",VLOOKUP(B373,'Seasonal Customer Count'!$B:$P,15,FALSE),\"Check\")),0)","v":1},{"$f":"IFERROR(IF(OR(C373=\"S\",C373=\"D\"),VLOOKUP(B373,'Seasonal Customer Count'!$B:$P,8,FALSE),IF(C373=\"W\",VLOOKUP(B373,'Seasonal Customer Count'!$B:$P,16,FALSE),\"Check\")),0)","v":98},{"$f":"Summary!$D$8*(K373*'Average Project Size'!$F$6+L373*'Average Project Size'!$F$7+M373*'Average Project Size'!$F$8+N373*'Average Project Size'!$F$10+O373*'Average Project Size'!$F$9)/1000","v":9.2855888209795734E-2},{"$f":"Summary!$D$8*(K373*F373*'Average Project Size'!$F$6+L373*G373*'Average Project Size'!$F$7+M373*H373*'Average Project Size'!$F$8+N373*I373*'Average Project Size'!$F$10+O373*J373*'Average Project Size'!$F$9)/1000","v":7.0422425707459537E-3}]
[null,{"$f":"'Peak Identification'!B372","v":"GEMM13"},{"$f":"'Peak Identification'!D372","v":"W"},{"$f":"'Peak Identification'!E372","v":8},{"$f":"VLOOKUP($D374,'DER Output'!$S$17:$X$41,6,FALSE)","v":0},{"$f":"IF($C374=\"S\",VLOOKUP($D374,'DER Output'!$S$18:$W$41,2,FALSE),VLOOKUP($D374,'DER Output'!$S$18:$W$41,3,FALSE))","v":2.4357194050013426E-2},{"$f":"IF($C374=\"S\",VLOOKUP($D374,'DER Output'!$S$18:$W$41,4,FALSE),VLOOKUP($D374,'DER Output'!$S$18:$W$41,5,FALSE))","v":2.4357194050013426E-2},{"$f":"IF($C374=\"S\",VLOOKUP($D374,'DER Output'!$S$18:$W$41,4,FALSE),VLOOKUP($D374,'DER Output'!$S$18:$W$41,5,FALSE))","v":2.4357194050013426E-2},{"$f":"IF($C374=\"S\",VLOOKUP($D374,'DER Output'!$S$18:$W$41,4,FALSE),VLOOKUP($D374,'DER Output'!$S$18:$W$41,5,FALSE))","v":2.4357194050013426E-2},{"$f":"IF($C374=\"S\",VLOOKUP($D374,'DER Output'!$S$18:$W$41,4,FALSE),VLOOKUP($D374,'DER Output'!$S$18:$W$41,5,FALSE))","v":2.4357194050013426E-2},{"$f":"IFERROR(IF(OR(C374=\"S\",C374=\"D\"),VLOOKUP(B374,'Seasonal Customer Count'!$B:$I,4,FALSE),IF(C374=\"W\",VLOOKUP(B374,'Seasonal Customer Count'!$B:$P,12,FALSE),\"Check\")),0)","v":58},{"$f":"IFERROR(IF(OR(C374=\"S\",C374=\"D\"),VLOOKUP(B374,'Seasonal Customer Count'!$B:$P,5,FALSE),IF(C374=\"W\",VLOOKUP(B374,'Seasonal Customer Count'!$B:$P,13,FALSE),\"Check\")),0)","v":46},{"$f":"IFERROR(IF(OR(C374=\"S\",C374=\"D\"),VLOOKUP(B374,'Seasonal Customer Count'!$B:$P,6,FALSE),IF(C374=\"W\",VLOOKUP(B374,'Seasonal Customer Count'!$B:$P,14,FALSE),\"Check\")),0)","v":0},{"$f":"IFERROR(IF(OR(C374=\"S\",C374=\"D\"),VLOOKUP(B374,'Seasonal Customer Count'!$B:$P,7,FALSE),IF(C374=\"W\",VLOOKUP(B374,'Seasonal Customer Count'!$B:$P,15,FALSE),\"Check\")),0)","v":0},{"$f":"IFERROR(IF(OR(C374=\"S\",C374=\"D\"),VLOOKUP(B374,'Seasonal Customer Count'!$B:$P,8,FALSE),IF(C374=\"W\",VLOOKUP(B374,'Seasonal Customer Count'!$B:$P,16,FALSE),\"Check\")),0)","v":0},{"$f":"Summary!$D$8*(K374*'Average Project Size'!$F$6+L374*'Average Project Size'!$F$7+M374*'Average Project Size'!$F$8+N374*'Average Project Size'!$F$10+O374*'Average Project Size'!$F$9)/1000","v":5.679301078849462E-3},{"$f":"Summary!$D$8*(K374*F374*'Average Project Size'!$F$6+L374*G374*'Average Project Size'!$F$7+M374*H374*'Average Project Size'!$F$8+N374*I374*'Average Project Size'!$F$10+O374*J374*'Average Project Size'!$F$9)/1000","v":1.3833183844598693E-4}]
[null,{"$f":"'Peak Identification'!B373","v":"GEMM14"},{"$f":"'Peak Identification'!D373","v":"S"},{"$f":"'Peak Identification'!E373","v":18},{"$f":"VLOOKUP($D375,'DER Output'!$S$17:$X$41,6,FALSE)","v":0.16032398020038169},{"$f":"IF($C375=\"S\",VLOOKUP($D375,'DER Output'!$S$18:$W$41,2,FALSE),VLOOKUP($D375,'DER Output'!$S$18:$W$41,3,FALSE))","v":0.17224423800777711},{"$f":"IF($C375=\"S\",VLOOKUP($D375,'DER Output'!$S$18:$W$41,4,FALSE),VLOOKUP($D375,'DER Output'!$S$18:$W$41,5,FALSE))","v":0.17224423800777711},{"$f":"IF($C375=\"S\",VLOOKUP($D375,'DER Output'!$S$18:$W$41,4,FALSE),VLOOKUP($D375,'DER Output'!$S$18:$W$41,5,FALSE))","v":0.17224423800777711},{"$f":"IF($C375=\"S\",VLOOKUP($D375,'DER Output'!$S$18:$W$41,4,FALSE),VLOOKUP($D375,'DER Output'!$S$18:$W$41,5,FALSE))","v":0.17224423800777711},{"$f":"IF($C375=\"S\",VLOOKUP($D375,'DER Output'!$S$18:$W$41,4,FALSE),VLOOKUP($D375,'DER Output'!$S$18:$W$41,5,FALSE))","v":0.17224423800777711},{"$f":"IFERROR(IF(OR(C375=\"S\",C375=\"D\"),VLOOKUP(B375,'Seasonal Customer Count'!$B:$I,4,FALSE),IF(C375=\"W\",VLOOKUP(B375,'Seasonal Customer Count'!$B:$P,12,FALSE),\"Check\")),0)","v":250},{"$f":"IFERROR(IF(OR(C375=\"S\",C375=\"D\"),VLOOKUP(B375,'Seasonal Customer Count'!$B:$P,5,FALSE),IF(C375=\"W\",VLOOKUP(B375,'Seasonal Customer Count'!$B:$P,13,FALSE),\"Check\")),0)","v":15},{"$f":"IFERROR(IF(OR(C375=\"S\",C375=\"D\"),VLOOKUP(B375,'Seasonal Customer Count'!$B:$P,6,FALSE),IF(C375=\"W\",VLOOKUP(B375,'Seasonal Customer Count'!$B:$P,14,FALSE),\"Check\")),0)","v":5},{"$f":"IFERROR(IF(OR(C375=\"S\",C375=\"D\"),VLOOKUP(B375,'Seasonal Customer Count'!$B:$P,7,FALSE),IF(C375=\"W\",VLOOKUP(B375,'Seasonal Customer Count'!$B:$P,15,FALSE),\"Check\")),0)","v":0},{"$f":"IFERROR(IF(OR(C375=\"S\",C375=\"D\"),VLOOKUP(B375,'Seasonal Customer Count'!$B:$P,8,FALSE),IF(C375=\"W\",VLOOKUP(B375,'Seasonal Customer Count'!$B:$P,16,FALSE),\"Check\")),0)","v":62},{"$f":"Summary!$D$8*(K375*'Average Project Size'!$F$6+L375*'Average Project Size'!$F$7+M375*'Average Project Size'!$F$8+N375*'Average Project Size'!$F$10+O375*'Average Project Size'!$F$9)/1000","v":5.1330747993191095E-2},{"$f":"Summary!$D$8*(K375*F375*'Average Project Size'!$F$6+L375*G375*'Average Project Size'!$F$7+M375*H375*'Average Project Size'!$F$8+N375*I375*'Average Project Size'!$F$10+O375*J375*'Average Project Size'!$F$9)/1000","v":8.8414255744564355E-3}]
[null,{"$f":"'Peak Identification'!B374","v":"GEMM T-061"},{"$f":"'Peak Identification'!D374","v":"S"},{"$f":"'Peak Identification'!E374","v":18},{"$f":"VLOOKUP($D376,'DER Output'!$S$17:$X$41,6,FALSE)","v":0.16032398020038169},{"$f":"IF($C376=\"S\",VLOOKUP($D376,'DER Output'!$S$18:$W$41,2,FALSE),VLOOKUP($D376,'DER Output'!$S$18:$W$41,3,FALSE))","v":0.17224423800777711},{"$f":"IF($C376=\"S\",VLOOKUP($D376,'DER Output'!$S$18:$W$41,4,FALSE),VLOOKUP($D376,'DER Output'!$S$18:$W$41,5,FALSE))","v":0.17224423800777711},{"$f":"IF($C376=\"S\",VLOOKUP($D376,'DER Output'!$S$18:$W$41,4,FALSE),VLOOKUP($D376,'DER Output'!$S$18:$W$41,5,FALSE))","v":0.17224423800777711},{"$f":"IF($C376=\"S\",VLOOKUP($D376,'DER Output'!$S$18:$W$41,4,FALSE),VLOOKUP($D376,'DER Output'!$S$18:$W$41,5,FALSE))","v":0.17224423800777711},{"$f":"IF($C376=\"S\",VLOOKUP($D376,'DER Output'!$S$18:$W$41,4,FALSE),VLOOKUP($D376,'DER Output'!$S$18:$W$41,5,FALSE))","v":0.17224423800777711},{"$f":"IFERROR(IF(OR(C376=\"S\",C376=\"D\"),VLOOKUP(B376,'Seasonal Customer Count'!$B:$I,4,FALSE),IF(C376=\"W\",VLOOKUP(B376,'Seasonal Customer Count'!$B:$P,12,FALSE),\"Check\")),0)","v":1154},{"$f":"IFERROR(IF(OR(C376=\"S\",C376=\"D\"),VLOOKUP(B376,'Seasonal Customer Count'!$B:$P,5,FALSE),IF(C376=\"W\",VLOOKUP(B376,'Seasonal Customer Count'!$B:$P,13,FALSE),\"Check\")),0)","v":92},{"$f":"IFERROR(IF(OR(C376=\"S\",C376=\"D\"),VLOOKUP(B376,'Seasonal Customer Count'!$B:$P,6,FALSE),IF(C376=\"W\",VLOOKUP(B376,'Seasonal Customer Count'!$B:$P,14,FALSE),\"Check\")),0)","v":87},{"$f":"IFERROR(IF(OR(C376=\"S\",C376=\"D\"),VLOOKUP(B376,'Seasonal Customer Count'!$B:$P,7,FALSE),IF(C376=\"W\",VLOOKUP(B376,'Seasonal Customer Count'!$B:$P,15,FALSE),\"Check\")),0)","v":1},{"$f":"IFERROR(IF(OR(C376=\"S\",C376=\"D\"),VLOOKUP(B376,'Seasonal Customer Count'!$B:$P,8,FALSE),IF(C376=\"W\",VLOOKUP(B376,'Seasonal Customer Count'!$B:$P,16,FALSE),\"Check\")),0)","v":149},{"$f":"Summary!$D$8*(K376*'Average Project Size'!$F$6+L376*'Average Project Size'!$F$7+M376*'Average Project Size'!$F$8+N376*'Average Project Size'!$F$10+O376*'Average Project Size'!$F$9)/1000","v":0.16528267988138537},{"$f":"Summary!$D$8*(K376*F376*'Average Project Size'!$F$6+L376*G376*'Average Project Size'!$F$7+M376*H376*'Average Project Size'!$F$8+N376*I376*'Average Project Size'!$F$10+O376*J376*'Average Project Size'!$F$9)/1000","v":2.8468989252052573E-2}]
[null,{"$f":"'Peak Identification'!B375","v":"GEMM T-062"},{"$f":"'Peak Identification'!D375","v":"S"},{"$f":"'Peak Identification'!E375","v":19},{"$f":"VLOOKUP($D377,'DER Output'!$S$17:$X$41,6,FALSE)","v":0.11066797934994306},{"$f":"IF($C377=\"S\",VLOOKUP($D377,'DER Output'!$S$18:$W$41,2,FALSE),VLOOKUP($D377,'DER Output'!$S$18:$W$41,3,FALSE))","v":7.5840560103576066E-2},{"$f":"IF($C377=\"S\",VLOOKUP($D377,'DER Output'!$S$18:$W$41,4,FALSE),VLOOKUP($D377,'DER Output'!$S$18:$W$41,5,FALSE))","v":7.5840560103576066E-2},{"$f":"IF($C377=\"S\",VLOOKUP($D377,'DER Output'!$S$18:$W$41,4,FALSE),VLOOKUP($D377,'DER Output'!$S$18:$W$41,5,FALSE))","v":7.5840560103576066E-2},{"$f":"IF($C377=\"S\",VLOOKUP($D377,'DER Output'!$S$18:$W$41,4,FALSE),VLOOKUP($D377,'DER Output'!$S$18:$W$41,5,FALSE))","v":7.5840560103576066E-2},{"$f":"IF($C377=\"S\",VLOOKUP($D377,'DER Output'!$S$18:$W$41,4,FALSE),VLOOKUP($D377,'DER Output'!$S$18:$W$41,5,FALSE))","v":7.5840560103576066E-2},{"$f":"IFERROR(IF(OR(C377=\"S\",C377=\"D\"),VLOOKUP(B377,'Seasonal Customer Count'!$B:$I,4,FALSE),IF(C377=\"W\",VLOOKUP(B377,'Seasonal Customer Count'!$B:$P,12,FALSE),\"Check\")),0)","v":670},{"$f":"IFERROR(IF(OR(C377=\"S\",C377=\"D\"),VLOOKUP(B377,'Seasonal Customer Count'!$B:$P,5,FALSE),IF(C377=\"W\",VLOOKUP(B377,'Seasonal Customer Count'!$B:$P,13,FALSE),\"Check\")),0)","v":51},{"$f":"IFERROR(IF(OR(C377=\"S\",C377=\"D\"),VLOOKUP(B377,'Seasonal Customer Count'!$B:$P,6,FALSE),IF(C377=\"W\",VLOOKUP(B377,'Seasonal Customer Count'!$B:$P,14,FALSE),\"Check\")),0)","v":53},{"$f":"IFERROR(IF(OR(C377=\"S\",C377=\"D\"),VLOOKUP(B377,'Seasonal Customer Count'!$B:$P,7,FALSE),IF(C377=\"W\",VLOOKUP(B377,'Seasonal Customer Count'!$B:$P,15,FALSE),\"Check\")),0)","v":1},{"$f":"IFERROR(IF(OR(C377=\"S\",C377=\"D\"),VLOOKUP(B377,'Seasonal Customer Count'!$B:$P,8,FALSE),IF(C377=\"W\",VLOOKUP(B377,'Seasonal Customer Count'!$B:$P,16,FALSE),\"Check\")),0)","v":160},{"$f":"Summary!$D$8*(K377*'Average Project Size'!$F$6+L377*'Average Project Size'!$F$7+M377*'Average Project Size'!$F$8+N377*'Average Project Size'!$F$10+O377*'Average Project Size'!$F$9)/1000","v":0.14418663620298686},{"$f":"Summary!$D$8*(K377*F377*'Average Project Size'!$F$6+L377*G377*'Average Project Size'!$F$7+M377*H377*'Average Project Size'!$F$8+N377*I377*'Average Project Size'!$F$10+O377*J377*'Average Project Size'!$F$9)/1000","v":1.0935195249085081E-2}]
[null,{"$f":"'Peak Identification'!B376","v":"GFRY11"},{"$f":"'Peak Identification'!D376","v":"W"},{"$f":"'Peak Identification'!E376","v":17},{"$f":"VLOOKUP($D378,'DER Output'!$S$17:$X$41,6,FALSE)","v":0.19174838710475617},{"$f":"IF($C378=\"S\",VLOOKUP($D378,'DER Output'!$S$18:$W$41,2,FALSE),VLOOKUP($D378,'DER Output'!$S$18:$W$41,3,FALSE))","v":1.5799980883983985E-2},{"$f":"IF($C378=\"S\",VLOOKUP($D378,'DER Output'!$S$18:$W$41,4,FALSE),VLOOKUP($D378,'DER Output'!$S$18:$W$41,5,FALSE))","v":1.5799980883983985E-2},{"$f":"IF($C378=\"S\",VLOOKUP($D378,'DER Output'!$S$18:$W$41,4,FALSE),VLOOKUP($D378,'DER Output'!$S$18:$W$41,5,FALSE))","v":1.5799980883983985E-2},{"$f":"IF($C378=\"S\",VLOOKUP($D378,'DER Output'!$S$18:$W$41,4,FALSE),VLOOKUP($D378,'DER Output'!$S$18:$W$41,5,FALSE))","v":1.5799980883983985E-2},{"$f":"IF($C378=\"S\",VLOOKUP($D378,'DER Output'!$S$18:$W$41,4,FALSE),VLOOKUP($D378,'DER Output'!$S$18:$W$41,5,FALSE))","v":1.5799980883983985E-2},{"$f":"IFERROR(IF(OR(C378=\"S\",C378=\"D\"),VLOOKUP(B378,'Seasonal Customer Count'!$B:$I,4,FALSE),IF(C378=\"W\",VLOOKUP(B378,'Seasonal Customer Count'!$B:$P,12,FALSE),\"Check\")),0)","v":0},{"$f":"IFERROR(IF(OR(C378=\"S\",C378=\"D\"),VLOOKUP(B378,'Seasonal Customer Count'!$B:$P,5,FALSE),IF(C378=\"W\",VLOOKUP(B378,'Seasonal Customer Count'!$B:$P,13,FALSE),\"Check\")),0)","v":0},{"$f":"IFERROR(IF(OR(C378=\"S\",C378=\"D\"),VLOOKUP(B378,'Seasonal Customer Count'!$B:$P,6,FALSE),IF(C378=\"W\",VLOOKUP(B378,'Seasonal Customer Count'!$B:$P,14,FALSE),\"Check\")),0)","v":0},{"$f":"IFERROR(IF(OR(C378=\"S\",C378=\"D\"),VLOOKUP(B378,'Seasonal Customer Count'!$B:$P,7,FALSE),IF(C378=\"W\",VLOOKUP(B378,'Seasonal Customer Count'!$B:$P,15,FALSE),\"Check\")),0)","v":0},{"$f":"IFERROR(IF(OR(C378=\"S\",C378=\"D\"),VLOOKUP(B378,'Seasonal Customer Count'!$B:$P,8,FALSE),IF(C378=\"W\",VLOOKUP(B378,'Seasonal Customer Count'!$B:$P,16,FALSE),\"Check\")),0)","v":0},{"$f":"Summary!$D$8*(K378*'Average Project Size'!$F$6+L378*'Average Project Size'!$F$7+M378*'Average Project Size'!$F$8+N378*'Average Project Size'!$F$10+O378*'Average Project Size'!$F$9)/1000","v":0},{"$f":"Summary!$D$8*(K378*F378*'Average Project Size'!$F$6+L378*G378*'Average Project Size'!$F$7+M378*H378*'Average Project Size'!$F$8+N378*I378*'Average Project Size'!$F$10+O378*J378*'Average Project Size'!$F$9)/1000","v":0}]
[null,{"$f":"'Peak Identification'!B377","v":"GFRY12"},{"$f":"'Peak Identification'!D377","v":"S"},{"$f":"'Peak Identification'!E377","v":18},{"$f":"VLOOKUP($D379,'DER Output'!$S$17:$X$41,6,FALSE)","v":0.16032398020038169},{"$f":"IF($C379=\"S\",VLOOKUP($D379,'DER Output'!$S$18:$W$41,2,FALSE),VLOOKUP($D379,'DER Output'!$S$18:$W$41,3,FALSE))","v":0.17224423800777711},{"$f":"IF($C379=\"S\",VLOOKUP($D379,'DER Output'!$S$18:$W$41,4,FALSE),VLOOKUP($D379,'DER Output'!$S$18:$W$41,5,FALSE))","v":0.17224423800777711},{"$f":"IF($C379=\"S\",VLOOKUP($D379,'DER Output'!$S$18:$W$41,4,FALSE),VLOOKUP($D379,'DER Output'!$S$18:$W$41,5,FALSE))","v":0.17224423800777711},{"$f":"IF($C379=\"S\",VLOOKUP($D379,'DER Output'!$S$18:$W$41,4,FALSE),VLOOKUP($D379,'DER Output'!$S$18:$W$41,5,FALSE))","v":0.17224423800777711},{"$f":"IF($C379=\"S\",VLOOKUP($D379,'DER Output'!$S$18:$W$41,4,FALSE),VLOOKUP($D379,'DER Output'!$S$18:$W$41,5,FALSE))","v":0.17224423800777711},{"$f":"IFERROR(IF(OR(C379=\"S\",C379=\"D\"),VLOOKUP(B379,'Seasonal Customer Count'!$B:$I,4,FALSE),IF(C379=\"W\",VLOOKUP(B379,'Seasonal Customer Count'!$B:$P,12,FALSE),\"Check\")),0)","v":63},{"$f":"IFERROR(IF(OR(C379=\"S\",C379=\"D\"),VLOOKUP(B379,'Seasonal Customer Count'!$B:$P,5,FALSE),IF(C379=\"W\",VLOOKUP(B379,'Seasonal Customer Count'!$B:$P,13,FALSE),\"Check\")),0)","v":10},{"$f":"IFERROR(IF(OR(C379=\"S\",C379=\"D\"),VLOOKUP(B379,'Seasonal Customer Count'!$B:$P,6,FALSE),IF(C379=\"W\",VLOOKUP(B379,'Seasonal Customer Count'!$B:$P,14,FALSE),\"Check\")),0)","v":2},{"$f":"IFERROR(IF(OR(C379=\"S\",C379=\"D\"),VLOOKUP(B379,'Seasonal Customer Count'!$B:$P,7,FALSE),IF(C379=\"W\",VLOOKUP(B379,'Seasonal Customer Count'!$B:$P,15,FALSE),\"Check\")),0)","v":0},{"$f":"IFERROR(IF(OR(C379=\"S\",C379=\"D\"),VLOOKUP(B379,'Seasonal Customer Count'!$B:$P,8,FALSE),IF(C379=\"W\",VLOOKUP(B379,'Seasonal Customer Count'!$B:$P,16,FALSE),\"Check\")),0)","v":9},{"$f":"Summary!$D$8*(K379*'Average Project Size'!$F$6+L379*'Average Project Size'!$F$7+M379*'Average Project Size'!$F$8+N379*'Average Project Size'!$F$10+O379*'Average Project Size'!$F$9)/1000","v":9.3057777848174535E-3},{"$f":"Summary!$D$8*(K379*F379*'Average Project Size'!$F$6+L379*G379*'Average Project Size'!$F$7+M379*H379*'Average Project Size'!$F$8+N379*I379*'Average Project Size'!$F$10+O379*J379*'Average Project Size'!$F$9)/1000","v":1.6028666036155823E-3}]
[null,{"$f":"'Peak Identification'!B378","v":"GFRY13"},{"$f":"'Peak Identification'!D378","v":"S"},{"$f":"'Peak Identification'!E378","v":14},{"$f":"VLOOKUP($D380,'DER Output'!$S$17:$X$41,6,FALSE)","v":0.26694349499860076},{"$f":"IF($C380=\"S\",VLOOKUP($D380,'DER Output'!$S$18:$W$41,2,FALSE),VLOOKUP($D380,'DER Output'!$S$18:$W$41,3,FALSE))","v":0.65426593965075153},{"$f":"IF($C380=\"S\",VLOOKUP($D380,'DER Output'!$S$18:$W$41,4,FALSE),VLOOKUP($D380,'DER Output'!$S$18:$W$41,5,FALSE))","v":0.65426593965075153},{"$f":"IF($C380=\"S\",VLOOKUP($D380,'DER Output'!$S$18:$W$41,4,FALSE),VLOOKUP($D380,'DER Output'!$S$18:$W$41,5,FALSE))","v":0.65426593965075153},{"$f":"IF($C380=\"S\",VLOOKUP($D380,'DER Output'!$S$18:$W$41,4,FALSE),VLOOKUP($D380,'DER Output'!$S$18:$W$41,5,FALSE))","v":0.65426593965075153},{"$f":"IF($C380=\"S\",VLOOKUP($D380,'DER Output'!$S$18:$W$41,4,FALSE),VLOOKUP($D380,'DER Output'!$S$18:$W$41,5,FALSE))","v":0.65426593965075153},{"$f":"IFERROR(IF(OR(C380=\"S\",C380=\"D\"),VLOOKUP(B380,'Seasonal Customer Count'!$B:$I,4,FALSE),IF(C380=\"W\",VLOOKUP(B380,'Seasonal Customer Count'!$B:$P,12,FALSE),\"Check\")),0)","v":300},{"$f":"IFERROR(IF(OR(C380=\"S\",C380=\"D\"),VLOOKUP(B380,'Seasonal Customer Count'!$B:$P,5,FALSE),IF(C380=\"W\",VLOOKUP(B380,'Seasonal Customer Count'!$B:$P,13,FALSE),\"Check\")),0)","v":43},{"$f":"IFERROR(IF(OR(C380=\"S\",C380=\"D\"),VLOOKUP(B380,'Seasonal Customer Count'!$B:$P,6,FALSE),IF(C380=\"W\",VLOOKUP(B380,'Seasonal Customer Count'!$B:$P,14,FALSE),\"Check\")),0)","v":42},{"$f":"IFERROR(IF(OR(C380=\"S\",C380=\"D\"),VLOOKUP(B380,'Seasonal Customer Count'!$B:$P,7,FALSE),IF(C380=\"W\",VLOOKUP(B380,'Seasonal Customer Count'!$B:$P,15,FALSE),\"Check\")),0)","v":0},{"$f":"IFERROR(IF(OR(C380=\"S\",C380=\"D\"),VLOOKUP(B380,'Seasonal Customer Count'!$B:$P,8,FALSE),IF(C380=\"W\",VLOOKUP(B380,'Seasonal Customer Count'!$B:$P,16,FALSE),\"Check\")),0)","v":19},{"$f":"Summary!$D$8*(K380*'Average Project Size'!$F$6+L380*'Average Project Size'!$F$7+M380*'Average Project Size'!$F$8+N380*'Average Project Size'!$F$10+O380*'Average Project Size'!$F$9)/1000","v":3.4385945504038333E-2},{"$f":"Summary!$D$8*(K380*F380*'Average Project Size'!$F$6+L380*G380*'Average Project Size'!$F$7+M380*H380*'Average Project Size'!$F$8+N380*I380*'Average Project Size'!$F$10+O380*J380*'Average Project Size'!$F$9)/1000","v":2.2497552945979177E-2}]
[null,{"$f":"'Peak Identification'!B379","v":"GFRY T-131"},{"$f":"'Peak Identification'!D379","v":"S"},{"$f":"'Peak Identification'!E379","v":17},{"$f":"VLOOKUP($D381,'DER Output'!$S$17:$X$41,6,FALSE)","v":0.19174838710475617},{"$f":"IF($C381=\"S\",VLOOKUP($D381,'DER Output'!$S$18:$W$41,2,FALSE),VLOOKUP($D381,'DER Output'!$S$18:$W$41,3,FALSE))","v":0.30300399777640191},{"$f":"IF($C381=\"S\",VLOOKUP($D381,'DER Output'!$S$18:$W$41,4,FALSE),VLOOKUP($D381,'DER Output'!$S$18:$W$41,5,FALSE))","v":0.30300399777640191},{"$f":"IF($C381=\"S\",VLOOKUP($D381,'DER Output'!$S$18:$W$41,4,FALSE),VLOOKUP($D381,'DER Output'!$S$18:$W$41,5,FALSE))","v":0.30300399777640191},{"$f":"IF($C381=\"S\",VLOOKUP($D381,'DER Output'!$S$18:$W$41,4,FALSE),VLOOKUP($D381,'DER Output'!$S$18:$W$41,5,FALSE))","v":0.30300399777640191},{"$f":"IF($C381=\"S\",VLOOKUP($D381,'DER Output'!$S$18:$W$41,4,FALSE),VLOOKUP($D381,'DER Output'!$S$18:$W$41,5,FALSE))","v":0.30300399777640191},{"$f":"IFERROR(IF(OR(C381=\"S\",C381=\"D\"),VLOOKUP(B381,'Seasonal Customer Count'!$B:$I,4,FALSE),IF(C381=\"W\",VLOOKUP(B381,'Seasonal Customer Count'!$B:$P,12,FALSE),\"Check\")),0)","v":363},{"$f":"IFERROR(IF(OR(C381=\"S\",C381=\"D\"),VLOOKUP(B381,'Seasonal Customer Count'!$B:$P,5,FALSE),IF(C381=\"W\",VLOOKUP(B381,'Seasonal Customer Count'!$B:$P,13,FALSE),\"Check\")),0)","v":53},{"$f":"IFERROR(IF(OR(C381=\"S\",C381=\"D\"),VLOOKUP(B381,'Seasonal Customer Count'!$B:$P,6,FALSE),IF(C381=\"W\",VLOOKUP(B381,'Seasonal Customer Count'!$B:$P,14,FALSE),\"Check\")),0)","v":44},{"$f":"IFERROR(IF(OR(C381=\"S\",C381=\"D\"),VLOOKUP(B381,'Seasonal Customer Count'!$B:$P,7,FALSE),IF(C381=\"W\",VLOOKUP(B381,'Seasonal Customer Count'!$B:$P,15,FALSE),\"Check\")),0)","v":0},{"$f":"IFERROR(IF(OR(C381=\"S\",C381=\"D\"),VLOOKUP(B381,'Seasonal Customer Count'!$B:$P,8,FALSE),IF(C381=\"W\",VLOOKUP(B381,'Seasonal Customer Count'!$B:$P,16,FALSE),\"Check\")),0)","v":28},{"$f":"Summary!$D$8*(K381*'Average Project Size'!$F$6+L381*'Average Project Size'!$F$7+M381*'Average Project Size'!$F$8+N381*'Average Project Size'!$F$10+O381*'Average Project Size'!$F$9)/1000","v":4.3691723288855788E-2},{"$f":"Summary!$D$8*(K381*F381*'Average Project Size'!$F$6+L381*G381*'Average Project Size'!$F$7+M381*H381*'Average Project Size'!$F$8+N381*I381*'Average Project Size'!$F$10+O381*J381*'Average Project Size'!$F$9)/1000","v":1.3238766826263629E-2}]
[null,{"$f":"'Peak Identification'!B380","v":"GGRU11"},{"$f":"'Peak Identification'!D380","v":"S"},{"$f":"'Peak Identification'!E380","v":16},{"$f":"VLOOKUP($D382,'DER Output'!$S$17:$X$41,6,FALSE)","v":0.22644022312513051},{"$f":"IF($C382=\"S\",VLOOKUP($D382,'DER Output'!$S$18:$W$41,2,FALSE),VLOOKUP($D382,'DER Output'!$S$18:$W$41,3,FALSE))","v":0.44781407722569133},{"$f":"IF($C382=\"S\",VLOOKUP($D382,'DER Output'!$S$18:$W$41,4,FALSE),VLOOKUP($D382,'DER Output'!$S$18:$W$41,5,FALSE))","v":0.44781407722569133},{"$f":"IF($C382=\"S\",VLOOKUP($D382,'DER Output'!$S$18:$W$41,4,FALSE),VLOOKUP($D382,'DER Output'!$S$18:$W$41,5,FALSE))","v":0.44781407722569133},{"$f":"IF($C382=\"S\",VLOOKUP($D382,'DER Output'!$S$18:$W$41,4,FALSE),VLOOKUP($D382,'DER Output'!$S$18:$W$41,5,FALSE))","v":0.44781407722569133},{"$f":"IF($C382=\"S\",VLOOKUP($D382,'DER Output'!$S$18:$W$41,4,FALSE),VLOOKUP($D382,'DER Output'!$S$18:$W$41,5,FALSE))","v":0.44781407722569133},{"$f":"IFERROR(IF(OR(C382=\"S\",C382=\"D\"),VLOOKUP(B382,'Seasonal Customer Count'!$B:$I,4,FALSE),IF(C382=\"W\",VLOOKUP(B382,'Seasonal Customer Count'!$B:$P,12,FALSE),\"Check\")),0)","v":770},{"$f":"IFERROR(IF(OR(C382=\"S\",C382=\"D\"),VLOOKUP(B382,'Seasonal Customer Count'!$B:$P,5,FALSE),IF(C382=\"W\",VLOOKUP(B382,'Seasonal Customer Count'!$B:$P,13,FALSE),\"Check\")),0)","v":110},{"$f":"IFERROR(IF(OR(C382=\"S\",C382=\"D\"),VLOOKUP(B382,'Seasonal Customer Count'!$B:$P,6,FALSE),IF(C382=\"W\",VLOOKUP(B382,'Seasonal Customer Count'!$B:$P,14,FALSE),\"Check\")),0)","v":110},{"$f":"IFERROR(IF(OR(C382=\"S\",C382=\"D\"),VLOOKUP(B382,'Seasonal Customer Count'!$B:$P,7,FALSE),IF(C382=\"W\",VLOOKUP(B382,'Seasonal Customer Count'!$B:$P,15,FALSE),\"Check\")),0)","v":1},{"$f":"IFERROR(IF(OR(C382=\"S\",C382=\"D\"),VLOOKUP(B382,'Seasonal Customer Count'!$B:$P,8,FALSE),IF(C382=\"W\",VLOOKUP(B382,'Seasonal Customer Count'!$B:$P,16,FALSE),\"Check\")),0)","v":55},{"$f":"Summary!$D$8*(K382*'Average Project Size'!$F$6+L382*'Average Project Size'!$F$7+M382*'Average Project Size'!$F$8+N382*'Average Project Size'!$F$10+O382*'Average Project Size'!$F$9)/1000","v":9.5508818865893269E-2},{"$f":"Summary!$D$8*(K382*F382*'Average Project Size'!$F$6+L382*G382*'Average Project Size'!$F$7+M382*H382*'Average Project Size'!$F$8+N382*I382*'Average Project Size'!$F$10+O382*J382*'Average Project Size'!$F$9)/1000","v":4.2770193587345698E-2}]
[null,{"$f":"'Peak Identification'!B381","v":"GGRU12"},{"$f":"'Peak Identification'!D381","v":"S"},{"$f":"'Peak Identification'!E381","v":18},{"$f":"VLOOKUP($D383,'DER Output'!$S$17:$X$41,6,FALSE)","v":0.16032398020038169},{"$f":"IF($C383=\"S\",VLOOKUP($D383,'DER Output'!$S$18:$W$41,2,FALSE),VLOOKUP($D383,'DER Output'!$S$18:$W$41,3,FALSE))","v":0.17224423800777711},{"$f":"IF($C383=\"S\",VLOOKUP($D383,'DER Output'!$S$18:$W$41,4,FALSE),VLOOKUP($D383,'DER Output'!$S$18:$W$41,5,FALSE))","v":0.17224423800777711},{"$f":"IF($C383=\"S\",VLOOKUP($D383,'DER Output'!$S$18:$W$41,4,FALSE),VLOOKUP($D383,'DER Output'!$S$18:$W$41,5,FALSE))","v":0.17224423800777711},{"$f":"IF($C383=\"S\",VLOOKUP($D383,'DER Output'!$S$18:$W$41,4,FALSE),VLOOKUP($D383,'DER Output'!$S$18:$W$41,5,FALSE))","v":0.17224423800777711},{"$f":"IF($C383=\"S\",VLOOKUP($D383,'DER Output'!$S$18:$W$41,4,FALSE),VLOOKUP($D383,'DER Output'!$S$18:$W$41,5,FALSE))","v":0.17224423800777711},{"$f":"IFERROR(IF(OR(C383=\"S\",C383=\"D\"),VLOOKUP(B383,'Seasonal Customer Count'!$B:$I,4,FALSE),IF(C383=\"W\",VLOOKUP(B383,'Seasonal Customer Count'!$B:$P,12,FALSE),\"Check\")),0)","v":583},{"$f":"IFERROR(IF(OR(C383=\"S\",C383=\"D\"),VLOOKUP(B383,'Seasonal Customer Count'!$B:$P,5,FALSE),IF(C383=\"W\",VLOOKUP(B383,'Seasonal Customer Count'!$B:$P,13,FALSE),\"Check\")),0)","v":39},{"$f":"IFERROR(IF(OR(C383=\"S\",C383=\"D\"),VLOOKUP(B383,'Seasonal Customer Count'!$B:$P,6,FALSE),IF(C383=\"W\",VLOOKUP(B383,'Seasonal Customer Count'!$B:$P,14,FALSE),\"Check\")),0)","v":47},{"$f":"IFERROR(IF(OR(C383=\"S\",C383=\"D\"),VLOOKUP(B383,'Seasonal Customer Count'!$B:$P,7,FALSE),IF(C383=\"W\",VLOOKUP(B383,'Seasonal Customer Count'!$B:$P,15,FALSE),\"Check\")),0)","v":0},{"$f":"IFERROR(IF(OR(C383=\"S\",C383=\"D\"),VLOOKUP(B383,'Seasonal Customer Count'!$B:$P,8,FALSE),IF(C383=\"W\",VLOOKUP(B383,'Seasonal Customer Count'!$B:$P,16,FALSE),\"Check\")),0)","v":50},{"$f":"Summary!$D$8*(K383*'Average Project Size'!$F$6+L383*'Average Project Size'!$F$7+M383*'Average Project Size'!$F$8+N383*'Average Project Size'!$F$10+O383*'Average Project Size'!$F$9)/1000","v":6.5917873905042848E-2},{"$f":"Summary!$D$8*(K383*F383*'Average Project Size'!$F$6+L383*G383*'Average Project Size'!$F$7+M383*H383*'Average Project Size'!$F$8+N383*I383*'Average Project Size'!$F$10+O383*J383*'Average Project Size'!$F$9)/1000","v":1.1353973961866839E-2}]
[null,{"$f":"'Peak Identification'!B382","v":"GGRU T-051"},{"$f":"'Peak Identification'!D382","v":"S"},{"$f":"'Peak Identification'!E382","v":16},{"$f":"VLOOKUP($D384,'DER Output'!$S$17:$X$41,6,FALSE)","v":0.22644022312513051},{"$f":"IF($C384=\"S\",VLOOKUP($D384,'DER Output'!$S$18:$W$41,2,FALSE),VLOOKUP($D384,'DER Output'!$S$18:$W$41,3,FALSE))","v":0.44781407722569133},{"$f":"IF($C384=\"S\",VLOOKUP($D384,'DER Output'!$S$18:$W$41,4,FALSE),VLOOKUP($D384,'DER Output'!$S$18:$W$41,5,FALSE))","v":0.44781407722569133},{"$f":"IF($C384=\"S\",VLOOKUP($D384,'DER Output'!$S$18:$W$41,4,FALSE),VLOOKUP($D384,'DER Output'!$S$18:$W$41,5,FALSE))","v":0.44781407722569133},{"$f":"IF($C384=\"S\",VLOOKUP($D384,'DER Output'!$S$18:$W$41,4,FALSE),VLOOKUP($D384,'DER Output'!$S$18:$W$41,5,FALSE))","v":0.44781407722569133},{"$f":"IF($C384=\"S\",VLOOKUP($D384,'DER Output'!$S$18:$W$41,4,FALSE),VLOOKUP($D384,'DER Output'!$S$18:$W$41,5,FALSE))","v":0.44781407722569133},{"$f":"IFERROR(IF(OR(C384=\"S\",C384=\"D\"),VLOOKUP(B384,'Seasonal Customer Count'!$B:$I,4,FALSE),IF(C384=\"W\",VLOOKUP(B384,'Seasonal Customer Count'!$B:$P,12,FALSE),\"Check\")),0)","v":770},{"$f":"IFERROR(IF(OR(C384=\"S\",C384=\"D\"),VLOOKUP(B384,'Seasonal Customer Count'!$B:$P,5,FALSE),IF(C384=\"W\",VLOOKUP(B384,'Seasonal Customer Count'!$B:$P,13,FALSE),\"Check\")),0)","v":110},{"$f":"IFERROR(IF(OR(C384=\"S\",C384=\"D\"),VLOOKUP(B384,'Seasonal Customer Count'!$B:$P,6,FALSE),IF(C384=\"W\",VLOOKUP(B384,'Seasonal Customer Count'!$B:$P,14,FALSE),\"Check\")),0)","v":110},{"$f":"IFERROR(IF(OR(C384=\"S\",C384=\"D\"),VLOOKUP(B384,'Seasonal Customer Count'!$B:$P,7,FALSE),IF(C384=\"W\",VLOOKUP(B384,'Seasonal Customer Count'!$B:$P,15,FALSE),\"Check\")),0)","v":1},{"$f":"IFERROR(IF(OR(C384=\"S\",C384=\"D\"),VLOOKUP(B384,'Seasonal Customer Count'!$B:$P,8,FALSE),IF(C384=\"W\",VLOOKUP(B384,'Seasonal Customer Count'!$B:$P,16,FALSE),\"Check\")),0)","v":55},{"$f":"Summary!$D$8*(K384*'Average Project Size'!$F$6+L384*'Average Project Size'!$F$7+M384*'Average Project Size'!$F$8+N384*'Average Project Size'!$F$10+O384*'Average Project Size'!$F$9)/1000","v":9.5508818865893269E-2},{"$f":"Summary!$D$8*(K384*F384*'Average Project Size'!$F$6+L384*G384*'Average Project Size'!$F$7+M384*H384*'Average Project Size'!$F$8+N384*I384*'Average Project Size'!$F$10+O384*J384*'Average Project Size'!$F$9)/1000","v":4.2770193587345698E-2}]
[null,{"$f":"'Peak Identification'!B383","v":"GGRU T-052"},{"$f":"'Peak Identification'!D383","v":"S"},{"$f":"'Peak Identification'!E383","v":18},{"$f":"VLOOKUP($D385,'DER Output'!$S$17:$X$41,6,FALSE)","v":0.16032398020038169},{"$f":"IF($C385=\"S\",VLOOKUP($D385,'DER Output'!$S$18:$W$41,2,FALSE),VLOOKUP($D385,'DER Output'!$S$18:$W$41,3,FALSE))","v":0.17224423800777711},{"$f":"IF($C385=\"S\",VLOOKUP($D385,'DER Output'!$S$18:$W$41,4,FALSE),VLOOKUP($D385,'DER Output'!$S$18:$W$41,5,FALSE))","v":0.17224423800777711},{"$f":"IF($C385=\"S\",VLOOKUP($D385,'DER Output'!$S$18:$W$41,4,FALSE),VLOOKUP($D385,'DER Output'!$S$18:$W$41,5,FALSE))","v":0.17224423800777711},{"$f":"IF($C385=\"S\",VLOOKUP($D385,'DER Output'!$S$18:$W$41,4,FALSE),VLOOKUP($D385,'DER Output'!$S$18:$W$41,5,FALSE))","v":0.17224423800777711},{"$f":"IF($C385=\"S\",VLOOKUP($D385,'DER Output'!$S$18:$W$41,4,FALSE),VLOOKUP($D385,'DER Output'!$S$18:$W$41,5,FALSE))","v":0.17224423800777711},{"$f":"IFERROR(IF(OR(C385=\"S\",C385=\"D\"),VLOOKUP(B385,'Seasonal Customer Count'!$B:$I,4,FALSE),IF(C385=\"W\",VLOOKUP(B385,'Seasonal Customer Count'!$B:$P,12,FALSE),\"Check\")),0)","v":583},{"$f":"IFERROR(IF(OR(C385=\"S\",C385=\"D\"),VLOOKUP(B385,'Seasonal Customer Count'!$B:$P,5,FALSE),IF(C385=\"W\",VLOOKUP(B385,'Seasonal Customer Count'!$B:$P,13,FALSE),\"Check\")),0)","v":39},{"$f":"IFERROR(IF(OR(C385=\"S\",C385=\"D\"),VLOOKUP(B385,'Seasonal Customer Count'!$B:$P,6,FALSE),IF(C385=\"W\",VLOOKUP(B385,'Seasonal Customer Count'!$B:$P,14,FALSE),\"Check\")),0)","v":47},{"$f":"IFERROR(IF(OR(C385=\"S\",C385=\"D\"),VLOOKUP(B385,'Seasonal Customer Count'!$B:$P,7,FALSE),IF(C385=\"W\",VLOOKUP(B385,'Seasonal Customer Count'!$B:$P,15,FALSE),\"Check\")),0)","v":0},{"$f":"IFERROR(IF(OR(C385=\"S\",C385=\"D\"),VLOOKUP(B385,'Seasonal Customer Count'!$B:$P,8,FALSE),IF(C385=\"W\",VLOOKUP(B385,'Seasonal Customer Count'!$B:$P,16,FALSE),\"Check\")),0)","v":50},{"$f":"Summary!$D$8*(K385*'Average Project Size'!$F$6+L385*'Average Project Size'!$F$7+M385*'Average Project Size'!$F$8+N385*'Average Project Size'!$F$10+O385*'Average Project Size'!$F$9)/1000","v":6.5917873905042848E-2},{"$f":"Summary!$D$8*(K385*F385*'Average Project Size'!$F$6+L385*G385*'Average Project Size'!$F$7+M385*H385*'Average Project Size'!$F$8+N385*I385*'Average Project Size'!$F$10+O385*J385*'Average Project Size'!$F$9)/1000","v":1.1353973961866839E-2}]
[null,{"$f":"'Peak Identification'!B384","v":"GNVY11"},{"$f":"'Peak Identification'!D384","v":"S"},{"$f":"'Peak Identification'!E384","v":14},{"$f":"VLOOKUP($D386,'DER Output'!$S$17:$X$41,6,FALSE)","v":0.26694349499860076},{"$f":"IF($C386=\"S\",VLOOKUP($D386,'DER Output'!$S$18:$W$41,2,FALSE),VLOOKUP($D386,'DER Output'!$S$18:$W$41,3,FALSE))","v":0.65426593965075153},{"$f":"IF($C386=\"S\",VLOOKUP($D386,'DER Output'!$S$18:$W$41,4,FALSE),VLOOKUP($D386,'DER Output'!$S$18:$W$41,5,FALSE))","v":0.65426593965075153},{"$f":"IF($C386=\"S\",VLOOKUP($D386,'DER Output'!$S$18:$W$41,4,FALSE),VLOOKUP($D386,'DER Output'!$S$18:$W$41,5,FALSE))","v":0.65426593965075153},{"$f":"IF($C386=\"S\",VLOOKUP($D386,'DER Output'!$S$18:$W$41,4,FALSE),VLOOKUP($D386,'DER Output'!$S$18:$W$41,5,FALSE))","v":0.65426593965075153},{"$f":"IF($C386=\"S\",VLOOKUP($D386,'DER Output'!$S$18:$W$41,4,FALSE),VLOOKUP($D386,'DER Output'!$S$18:$W$41,5,FALSE))","v":0.65426593965075153},{"$f":"IFERROR(IF(OR(C386=\"S\",C386=\"D\"),VLOOKUP(B386,'Seasonal Customer Count'!$B:$I,4,FALSE),IF(C386=\"W\",VLOOKUP(B386,'Seasonal Customer Count'!$B:$P,12,FALSE),\"Check\")),0)","v":4},{"$f":"IFERROR(IF(OR(C386=\"S\",C386=\"D\"),VLOOKUP(B386,'Seasonal Customer Count'!$B:$P,5,FALSE),IF(C386=\"W\",VLOOKUP(B386,'Seasonal Customer Count'!$B:$P,13,FALSE),\"Check\")),0)","v":0},{"$f":"IFERROR(IF(OR(C386=\"S\",C386=\"D\"),VLOOKUP(B386,'Seasonal Customer Count'!$B:$P,6,FALSE),IF(C386=\"W\",VLOOKUP(B386,'Seasonal Customer Count'!$B:$P,14,FALSE),\"Check\")),0)","v":3},{"$f":"IFERROR(IF(OR(C386=\"S\",C386=\"D\"),VLOOKUP(B386,'Seasonal Customer Count'!$B:$P,7,FALSE),IF(C386=\"W\",VLOOKUP(B386,'Seasonal Customer Count'!$B:$P,15,FALSE),\"Check\")),0)","v":1},{"$f":"IFERROR(IF(OR(C386=\"S\",C386=\"D\"),VLOOKUP(B386,'Seasonal Customer Count'!$B:$P,8,FALSE),IF(C386=\"W\",VLOOKUP(B386,'Seasonal Customer Count'!$B:$P,16,FALSE),\"Check\")),0)","v":13},{"$f":"Summary!$D$8*(K386*'Average Project Size'!$F$6+L386*'Average Project Size'!$F$7+M386*'Average Project Size'!$F$8+N386*'Average Project Size'!$F$10+O386*'Average Project Size'!$F$9)/1000","v":1.187882330918349E-2},{"$f":"Summary!$D$8*(K386*F386*'Average Project Size'!$F$6+L386*G386*'Average Project Size'!$F$7+M386*H386*'Average Project Size'!$F$8+N386*I386*'Average Project Size'!$F$10+O386*J386*'Average Project Size'!$F$9)/1000","v":7.7719094943281856E-3}]
[null,{"$f":"'Peak Identification'!B385","v":"GNVY12"},{"$f":"'Peak Identification'!D385","v":"S"},{"$f":"'Peak Identification'!E385","v":17},{"$f":"VLOOKUP($D387,'DER Output'!$S$17:$X$41,6,FALSE)","v":0.19174838710475617},{"$f":"IF($C387=\"S\",VLOOKUP($D387,'DER Output'!$S$18:$W$41,2,FALSE),VLOOKUP($D387,'DER Output'!$S$18:$W$41,3,FALSE))","v":0.30300399777640191},{"$f":"IF($C387=\"S\",VLOOKUP($D387,'DER Output'!$S$18:$W$41,4,FALSE),VLOOKUP($D387,'DER Output'!$S$18:$W$41,5,FALSE))","v":0.30300399777640191},{"$f":"IF($C387=\"S\",VLOOKUP($D387,'DER Output'!$S$18:$W$41,4,FALSE),VLOOKUP($D387,'DER Output'!$S$18:$W$41,5,FALSE))","v":0.30300399777640191},{"$f":"IF($C387=\"S\",VLOOKUP($D387,'DER Output'!$S$18:$W$41,4,FALSE),VLOOKUP($D387,'DER Output'!$S$18:$W$41,5,FALSE))","v":0.30300399777640191},{"$f":"IF($C387=\"S\",VLOOKUP($D387,'DER Output'!$S$18:$W$41,4,FALSE),VLOOKUP($D387,'DER Output'!$S$18:$W$41,5,FALSE))","v":0.30300399777640191},{"$f":"IFERROR(IF(OR(C387=\"S\",C387=\"D\"),VLOOKUP(B387,'Seasonal Customer Count'!$B:$I,4,FALSE),IF(C387=\"W\",VLOOKUP(B387,'Seasonal Customer Count'!$B:$P,12,FALSE),\"Check\")),0)","v":5},{"$f":"IFERROR(IF(OR(C387=\"S\",C387=\"D\"),VLOOKUP(B387,'Seasonal Customer Count'!$B:$P,5,FALSE),IF(C387=\"W\",VLOOKUP(B387,'Seasonal Customer Count'!$B:$P,13,FALSE),\"Check\")),0)","v":0},{"$f":"IFERROR(IF(OR(C387=\"S\",C387=\"D\"),VLOOKUP(B387,'Seasonal Customer Count'!$B:$P,6,FALSE),IF(C387=\"W\",VLOOKUP(B387,'Seasonal Customer Count'!$B:$P,14,FALSE),\"Check\")),0)","v":4},{"$f":"IFERROR(IF(OR(C387=\"S\",C387=\"D\"),VLOOKUP(B387,'Seasonal Customer Count'!$B:$P,7,FALSE),IF(C387=\"W\",VLOOKUP(B387,'Seasonal Customer Count'!$B:$P,15,FALSE),\"Check\")),0)","v":0},{"$f":"IFERROR(IF(OR(C387=\"S\",C387=\"D\"),VLOOKUP(B387,'Seasonal Customer Count'!$B:$P,8,FALSE),IF(C387=\"W\",VLOOKUP(B387,'Seasonal Customer Count'!$B:$P,16,FALSE),\"Check\")),0)","v":8},{"$f":"Summary!$D$8*(K387*'Average Project Size'!$F$6+L387*'Average Project Size'!$F$7+M387*'Average Project Size'!$F$8+N387*'Average Project Size'!$F$10+O387*'Average Project Size'!$F$9)/1000","v":5.9748981420127516E-3},{"$f":"Summary!$D$8*(K387*F387*'Average Project Size'!$F$6+L387*G387*'Average Project Size'!$F$7+M387*H387*'Average Project Size'!$F$8+N387*I387*'Average Project Size'!$F$10+O387*J387*'Average Project Size'!$F$9)/1000","v":1.8104180233366599E-3}]
[null,{"$f":"'Peak Identification'!B386","v":"GNVY13"},{"$f":"'Peak Identification'!D386","v":"S"},{"$f":"'Peak Identification'!E386","v":13},{"$f":"VLOOKUP($D388,'DER Output'!$S$17:$X$41,6,FALSE)","v":0.3680214036441018},{"$f":"IF($C388=\"S\",VLOOKUP($D388,'DER Output'!$S$18:$W$41,2,FALSE),VLOOKUP($D388,'DER Output'!$S$18:$W$41,3,FALSE))","v":0.68995601564450493},{"$f":"IF($C388=\"S\",VLOOKUP($D388,'DER Output'!$S$18:$W$41,4,FALSE),VLOOKUP($D388,'DER Output'!$S$18:$W$41,5,FALSE))","v":0.68995601564450493},{"$f":"IF($C388=\"S\",VLOOKUP($D388,'DER Output'!$S$18:$W$41,4,FALSE),VLOOKUP($D388,'DER Output'!$S$18:$W$41,5,FALSE))","v":0.68995601564450493},{"$f":"IF($C388=\"S\",VLOOKUP($D388,'DER Output'!$S$18:$W$41,4,FALSE),VLOOKUP($D388,'DER Output'!$S$18:$W$41,5,FALSE))","v":0.68995601564450493},{"$f":"IF($C388=\"S\",VLOOKUP($D388,'DER Output'!$S$18:$W$41,4,FALSE),VLOOKUP($D388,'DER Output'!$S$18:$W$41,5,FALSE))","v":0.68995601564450493},{"$f":"IFERROR(IF(OR(C388=\"S\",C388=\"D\"),VLOOKUP(B388,'Seasonal Customer Count'!$B:$I,4,FALSE),IF(C388=\"W\",VLOOKUP(B388,'Seasonal Customer Count'!$B:$P,12,FALSE),\"Check\")),0)","v":22},{"$f":"IFERROR(IF(OR(C388=\"S\",C388=\"D\"),VLOOKUP(B388,'Seasonal Customer Count'!$B:$P,5,FALSE),IF(C388=\"W\",VLOOKUP(B388,'Seasonal Customer Count'!$B:$P,13,FALSE),\"Check\")),0)","v":5},{"$f":"IFERROR(IF(OR(C388=\"S\",C388=\"D\"),VLOOKUP(B388,'Seasonal Customer Count'!$B:$P,6,FALSE),IF(C388=\"W\",VLOOKUP(B388,'Seasonal Customer Count'!$B:$P,14,FALSE),\"Check\")),0)","v":18},{"$f":"IFERROR(IF(OR(C388=\"S\",C388=\"D\"),VLOOKUP(B388,'Seasonal Customer Count'!$B:$P,7,FALSE),IF(C388=\"W\",VLOOKUP(B388,'Seasonal Customer Count'!$B:$P,15,FALSE),\"Check\")),0)","v":0},{"$f":"IFERROR(IF(OR(C388=\"S\",C388=\"D\"),VLOOKUP(B388,'Seasonal Customer Count'!$B:$P,8,FALSE),IF(C388=\"W\",VLOOKUP(B388,'Seasonal Customer Count'!$B:$P,16,FALSE),\"Check\")),0)","v":41},{"$f":"Summary!$D$8*(K388*'Average Project Size'!$F$6+L388*'Average Project Size'!$F$7+M388*'Average Project Size'!$F$8+N388*'Average Project Size'!$F$10+O388*'Average Project Size'!$F$9)/1000","v":3.041404614193445E-2},{"$f":"Summary!$D$8*(K388*F388*'Average Project Size'!$F$6+L388*G388*'Average Project Size'!$F$7+M388*H388*'Average Project Size'!$F$8+N388*I388*'Average Project Size'!$F$10+O388*J388*'Average Project Size'!$F$9)/1000","v":2.0984354095717219E-2}]
[null,{"$f":"'Peak Identification'!B387","v":"GNVY T-061"},{"$f":"'Peak Identification'!D387","v":"S"},{"$f":"'Peak Identification'!E387","v":13},{"$f":"VLOOKUP($D389,'DER Output'!$S$17:$X$41,6,FALSE)","v":0.3680214036441018},{"$f":"IF($C389=\"S\",VLOOKUP($D389,'DER Output'!$S$18:$W$41,2,FALSE),VLOOKUP($D389,'DER Output'!$S$18:$W$41,3,FALSE))","v":0.68995601564450493},{"$f":"IF($C389=\"S\",VLOOKUP($D389,'DER Output'!$S$18:$W$41,4,FALSE),VLOOKUP($D389,'DER Output'!$S$18:$W$41,5,FALSE))","v":0.68995601564450493},{"$f":"IF($C389=\"S\",VLOOKUP($D389,'DER Output'!$S$18:$W$41,4,FALSE),VLOOKUP($D389,'DER Output'!$S$18:$W$41,5,FALSE))","v":0.68995601564450493},{"$f":"IF($C389=\"S\",VLOOKUP($D389,'DER Output'!$S$18:$W$41,4,FALSE),VLOOKUP($D389,'DER Output'!$S$18:$W$41,5,FALSE))","v":0.68995601564450493},{"$f":"IF($C389=\"S\",VLOOKUP($D389,'DER Output'!$S$18:$W$41,4,FALSE),VLOOKUP($D389,'DER Output'!$S$18:$W$41,5,FALSE))","v":0.68995601564450493},{"$f":"IFERROR(IF(OR(C389=\"S\",C389=\"D\"),VLOOKUP(B389,'Seasonal Customer Count'!$B:$I,4,FALSE),IF(C389=\"W\",VLOOKUP(B389,'Seasonal Customer Count'!$B:$P,12,FALSE),\"Check\")),0)","v":31},{"$f":"IFERROR(IF(OR(C389=\"S\",C389=\"D\"),VLOOKUP(B389,'Seasonal Customer Count'!$B:$P,5,FALSE),IF(C389=\"W\",VLOOKUP(B389,'Seasonal Customer Count'!$B:$P,13,FALSE),\"Check\")),0)","v":5},{"$f":"IFERROR(IF(OR(C389=\"S\",C389=\"D\"),VLOOKUP(B389,'Seasonal Customer Count'!$B:$P,6,FALSE),IF(C389=\"W\",VLOOKUP(B389,'Seasonal Customer Count'!$B:$P,14,FALSE),\"Check\")),0)","v":25},{"$f":"IFERROR(IF(OR(C389=\"S\",C389=\"D\"),VLOOKUP(B389,'Seasonal Customer Count'!$B:$P,7,FALSE),IF(C389=\"W\",VLOOKUP(B389,'Seasonal Customer Count'!$B:$P,15,FALSE),\"Check\")),0)","v":1},{"$f":"IFERROR(IF(OR(C389=\"S\",C389=\"D\"),VLOOKUP(B389,'Seasonal Customer Count'!$B:$P,8,FALSE),IF(C389=\"W\",VLOOKUP(B389,'Seasonal Customer Count'!$B:$P,16,FALSE),\"Check\")),0)","v":62},{"$f":"Summary!$D$8*(K389*'Average Project Size'!$F$6+L389*'Average Project Size'!$F$7+M389*'Average Project Size'!$F$8+N389*'Average Project Size'!$F$10+O389*'Average Project Size'!$F$9)/1000","v":4.8267767593130687E-2},{"$f":"Summary!$D$8*(K389*F389*'Average Project Size'!$F$6+L389*G389*'Average Project Size'!$F$7+M389*H389*'Average Project Size'!$F$8+N389*I389*'Average Project Size'!$F$10+O389*J389*'Average Project Size'!$F$9)/1000","v":3.3302636612611403E-2}]
[null,{"$f":"'Peak Identification'!B388","v":"GOWN41"},{"$f":"'Peak Identification'!D388","v":"S"},{"$f":"'Peak Identification'!E388","v":14},{"$f":"VLOOKUP($D390,'DER Output'!$S$17:$X$41,6,FALSE)","v":0.26694349499860076},{"$f":"IF($C390=\"S\",VLOOKUP($D390,'DER Output'!$S$18:$W$41,2,FALSE),VLOOKUP($D390,'DER Output'!$S$18:$W$41,3,FALSE))","v":0.65426593965075153},{"$f":"IF($C390=\"S\",VLOOKUP($D390,'DER Output'!$S$18:$W$41,4,FALSE),VLOOKUP($D390,'DER Output'!$S$18:$W$41,5,FALSE))","v":0.65426593965075153},{"$f":"IF($C390=\"S\",VLOOKUP($D390,'DER Output'!$S$18:$W$41,4,FALSE),VLOOKUP($D390,'DER Output'!$S$18:$W$41,5,FALSE))","v":0.65426593965075153},{"$f":"IF($C390=\"S\",VLOOKUP($D390,'DER Output'!$S$18:$W$41,4,FALSE),VLOOKUP($D390,'DER Output'!$S$18:$W$41,5,FALSE))","v":0.65426593965075153},{"$f":"IF($C390=\"S\",VLOOKUP($D390,'DER Output'!$S$18:$W$41,4,FALSE),VLOOKUP($D390,'DER Output'!$S$18:$W$41,5,FALSE))","v":0.65426593965075153},{"$f":"IFERROR(IF(OR(C390=\"S\",C390=\"D\"),VLOOKUP(B390,'Seasonal Customer Count'!$B:$I,4,FALSE),IF(C390=\"W\",VLOOKUP(B390,'Seasonal Customer Count'!$B:$P,12,FALSE),\"Check\")),0)","v":25},{"$f":"IFERROR(IF(OR(C390=\"S\",C390=\"D\"),VLOOKUP(B390,'Seasonal Customer Count'!$B:$P,5,FALSE),IF(C390=\"W\",VLOOKUP(B390,'Seasonal Customer Count'!$B:$P,13,FALSE),\"Check\")),0)","v":63},{"$f":"IFERROR(IF(OR(C390=\"S\",C390=\"D\"),VLOOKUP(B390,'Seasonal Customer Count'!$B:$P,6,FALSE),IF(C390=\"W\",VLOOKUP(B390,'Seasonal Customer Count'!$B:$P,14,FALSE),\"Check\")),0)","v":229},{"$f":"IFERROR(IF(OR(C390=\"S\",C390=\"D\"),VLOOKUP(B390,'Seasonal Customer Count'!$B:$P,7,FALSE),IF(C390=\"W\",VLOOKUP(B390,'Seasonal Customer Count'!$B:$P,15,FALSE),\"Check\")),0)","v":6},{"$f":"IFERROR(IF(OR(C390=\"S\",C390=\"D\"),VLOOKUP(B390,'Seasonal Customer Count'!$B:$P,8,FALSE),IF(C390=\"W\",VLOOKUP(B390,'Seasonal Customer Count'!$B:$P,16,FALSE),\"Check\")),0)","v":5},{"$f":"Summary!$D$8*(K390*'Average Project Size'!$F$6+L390*'Average Project Size'!$F$7+M390*'Average Project Size'!$F$8+N390*'Average Project Size'!$F$10+O390*'Average Project Size'!$F$9)/1000","v":6.5791768861449496E-2},{"$f":"Summary!$D$8*(K390*F390*'Average Project Size'!$F$6+L390*G390*'Average Project Size'!$F$7+M390*H390*'Average Project Size'!$F$8+N390*I390*'Average Project Size'!$F$10+O390*J390*'Average Project Size'!$F$9)/1000","v":4.3045313475421315E-2}]
[null,{"$f":"'Peak Identification'!B389","v":"GOWN42"},{"$f":"'Peak Identification'!D389","v":"W"},{"$f":"'Peak Identification'!E389","v":16},{"$f":"VLOOKUP($D391,'DER Output'!$S$17:$X$41,6,FALSE)","v":0.22644022312513051},{"$f":"IF($C391=\"S\",VLOOKUP($D391,'DER Output'!$S$18:$W$41,2,FALSE),VLOOKUP($D391,'DER Output'!$S$18:$W$41,3,FALSE))","v":8.1567307668477237E-2},{"$f":"IF($C391=\"S\",VLOOKUP($D391,'DER Output'!$S$18:$W$41,4,FALSE),VLOOKUP($D391,'DER Output'!$S$18:$W$41,5,FALSE))","v":8.1567307668477237E-2},{"$f":"IF($C391=\"S\",VLOOKUP($D391,'DER Output'!$S$18:$W$41,4,FALSE),VLOOKUP($D391,'DER Output'!$S$18:$W$41,5,FALSE))","v":8.1567307668477237E-2},{"$f":"IF($C391=\"S\",VLOOKUP($D391,'DER Output'!$S$18:$W$41,4,FALSE),VLOOKUP($D391,'DER Output'!$S$18:$W$41,5,FALSE))","v":8.1567307668477237E-2},{"$f":"IF($C391=\"S\",VLOOKUP($D391,'DER Output'!$S$18:$W$41,4,FALSE),VLOOKUP($D391,'DER Output'!$S$18:$W$41,5,FALSE))","v":8.1567307668477237E-2},{"$f":"IFERROR(IF(OR(C391=\"S\",C391=\"D\"),VLOOKUP(B391,'Seasonal Customer Count'!$B:$I,4,FALSE),IF(C391=\"W\",VLOOKUP(B391,'Seasonal Customer Count'!$B:$P,12,FALSE),\"Check\")),0)","v":212},{"$f":"IFERROR(IF(OR(C391=\"S\",C391=\"D\"),VLOOKUP(B391,'Seasonal Customer Count'!$B:$P,5,FALSE),IF(C391=\"W\",VLOOKUP(B391,'Seasonal Customer Count'!$B:$P,13,FALSE),\"Check\")),0)","v":200},{"$f":"IFERROR(IF(OR(C391=\"S\",C391=\"D\"),VLOOKUP(B391,'Seasonal Customer Count'!$B:$P,6,FALSE),IF(C391=\"W\",VLOOKUP(B391,'Seasonal Customer Count'!$B:$P,14,FALSE),\"Check\")),0)","v":3},{"$f":"IFERROR(IF(OR(C391=\"S\",C391=\"D\"),VLOOKUP(B391,'Seasonal Customer Count'!$B:$P,7,FALSE),IF(C391=\"W\",VLOOKUP(B391,'Seasonal Customer Count'!$B:$P,15,FALSE),\"Check\")),0)","v":102},{"$f":"IFERROR(IF(OR(C391=\"S\",C391=\"D\"),VLOOKUP(B391,'Seasonal Customer Count'!$B:$P,8,FALSE),IF(C391=\"W\",VLOOKUP(B391,'Seasonal Customer Count'!$B:$P,16,FALSE),\"Check\")),0)","v":0},{"$f":"Summary!$D$8*(K391*'Average Project Size'!$F$6+L391*'Average Project Size'!$F$7+M391*'Average Project Size'!$F$8+N391*'Average Project Size'!$F$10+O391*'Average Project Size'!$F$9)/1000","v":0.32303387788156013},{"$f":"Summary!$D$8*(K391*F391*'Average Project Size'!$F$6+L391*G391*'Average Project Size'!$F$7+M391*H391*'Average Project Size'!$F$8+N391*I391*'Average Project Size'!$F$10+O391*J391*'Average Project Size'!$F$9)/1000","v":2.6349003704506522E-2}]
[null,{"$f":"'Peak Identification'!B390","v":"GOWN43"},{"$f":"'Peak Identification'!D390","v":"S"},{"$f":"'Peak Identification'!E390","v":14},{"$f":"VLOOKUP($D392,'DER Output'!$S$17:$X$41,6,FALSE)","v":0.26694349499860076},{"$f":"IF($C392=\"S\",VLOOKUP($D392,'DER Output'!$S$18:$W$41,2,FALSE),VLOOKUP($D392,'DER Output'!$S$18:$W$41,3,FALSE))","v":0.65426593965075153},{"$f":"IF($C392=\"S\",VLOOKUP($D392,'DER Output'!$S$18:$W$41,4,FALSE),VLOOKUP($D392,'DER Output'!$S$18:$W$41,5,FALSE))","v":0.65426593965075153},{"$f":"IF($C392=\"S\",VLOOKUP($D392,'DER Output'!$S$18:$W$41,4,FALSE),VLOOKUP($D392,'DER Output'!$S$18:$W$41,5,FALSE))","v":0.65426593965075153},{"$f":"IF($C392=\"S\",VLOOKUP($D392,'DER Output'!$S$18:$W$41,4,FALSE),VLOOKUP($D392,'DER Output'!$S$18:$W$41,5,FALSE))","v":0.65426593965075153},{"$f":"IF($C392=\"S\",VLOOKUP($D392,'DER Output'!$S$18:$W$41,4,FALSE),VLOOKUP($D392,'DER Output'!$S$18:$W$41,5,FALSE))","v":0.65426593965075153},{"$f":"IFERROR(IF(OR(C392=\"S\",C392=\"D\"),VLOOKUP(B392,'Seasonal Customer Count'!$B:$I,4,FALSE),IF(C392=\"W\",VLOOKUP(B392,'Seasonal Customer Count'!$B:$P,12,FALSE),\"Check\")),0)","v":124},{"$f":"IFERROR(IF(OR(C392=\"S\",C392=\"D\"),VLOOKUP(B392,'Seasonal Customer Count'!$B:$P,5,FALSE),IF(C392=\"W\",VLOOKUP(B392,'Seasonal Customer Count'!$B:$P,13,FALSE),\"Check\")),0)","v":14},{"$f":"IFERROR(IF(OR(C392=\"S\",C392=\"D\"),VLOOKUP(B392,'Seasonal Customer Count'!$B:$P,6,FALSE),IF(C392=\"W\",VLOOKUP(B392,'Seasonal Customer Count'!$B:$P,14,FALSE),\"Check\")),0)","v":98},{"$f":"IFERROR(IF(OR(C392=\"S\",C392=\"D\"),VLOOKUP(B392,'Seasonal Customer Count'!$B:$P,7,FALSE),IF(C392=\"W\",VLOOKUP(B392,'Seasonal Customer Count'!$B:$P,15,FALSE),\"Check\")),0)","v":5},{"$f":"IFERROR(IF(OR(C392=\"S\",C392=\"D\"),VLOOKUP(B392,'Seasonal Customer Count'!$B:$P,8,FALSE),IF(C392=\"W\",VLOOKUP(B392,'Seasonal Customer Count'!$B:$P,16,FALSE),\"Check\")),0)","v":0},{"$f":"Summary!$D$8*(K392*'Average Project Size'!$F$6+L392*'Average Project Size'!$F$7+M392*'Average Project Size'!$F$8+N392*'Average Project Size'!$F$10+O392*'Average Project Size'!$F$9)/1000","v":3.7487384568735856E-2},{"$f":"Summary!$D$8*(K392*F392*'Average Project Size'!$F$6+L392*G392*'Average Project Size'!$F$7+M392*H392*'Average Project Size'!$F$8+N392*I392*'Average Project Size'!$F$10+O392*J392*'Average Project Size'!$F$9)/1000","v":2.4526718889913049E-2}]
[null,{"$f":"'Peak Identification'!B391","v":"GOWN44"},{"$f":"'Peak Identification'!D391","v":"S"},{"$f":"'Peak Identification'!E391","v":15},{"$f":"VLOOKUP($D393,'DER Output'!$S$17:$X$41,6,FALSE)","v":0.24675324675324678},{"$f":"IF($C393=\"S\",VLOOKUP($D393,'DER Output'!$S$18:$W$41,2,FALSE),VLOOKUP($D393,'DER Output'!$S$18:$W$41,3,FALSE))","v":0.57498529407079435},{"$f":"IF($C393=\"S\",VLOOKUP($D393,'DER Output'!$S$18:$W$41,4,FALSE),VLOOKUP($D393,'DER Output'!$S$18:$W$41,5,FALSE))","v":0.57498529407079435},{"$f":"IF($C393=\"S\",VLOOKUP($D393,'DER Output'!$S$18:$W$41,4,FALSE),VLOOKUP($D393,'DER Output'!$S$18:$W$41,5,FALSE))","v":0.57498529407079435},{"$f":"IF($C393=\"S\",VLOOKUP($D393,'DER Output'!$S$18:$W$41,4,FALSE),VLOOKUP($D393,'DER Output'!$S$18:$W$41,5,FALSE))","v":0.57498529407079435},{"$f":"IF($C393=\"S\",VLOOKUP($D393,'DER Output'!$S$18:$W$41,4,FALSE),VLOOKUP($D393,'DER Output'!$S$18:$W$41,5,FALSE))","v":0.57498529407079435},{"$f":"IFERROR(IF(OR(C393=\"S\",C393=\"D\"),VLOOKUP(B393,'Seasonal Customer Count'!$B:$I,4,FALSE),IF(C393=\"W\",VLOOKUP(B393,'Seasonal Customer Count'!$B:$P,12,FALSE),\"Check\")),0)","v":0},{"$f":"IFERROR(IF(OR(C393=\"S\",C393=\"D\"),VLOOKUP(B393,'Seasonal Customer Count'!$B:$P,5,FALSE),IF(C393=\"W\",VLOOKUP(B393,'Seasonal Customer Count'!$B:$P,13,FALSE),\"Check\")),0)","v":0},{"$f":"IFERROR(IF(OR(C393=\"S\",C393=\"D\"),VLOOKUP(B393,'Seasonal Customer Count'!$B:$P,6,FALSE),IF(C393=\"W\",VLOOKUP(B393,'Seasonal Customer Count'!$B:$P,14,FALSE),\"Check\")),0)","v":0},{"$f":"IFERROR(IF(OR(C393=\"S\",C393=\"D\"),VLOOKUP(B393,'Seasonal Customer Count'!$B:$P,7,FALSE),IF(C393=\"W\",VLOOKUP(B393,'Seasonal Customer Count'!$B:$P,15,FALSE),\"Check\")),0)","v":0},{"$f":"IFERROR(IF(OR(C393=\"S\",C393=\"D\"),VLOOKUP(B393,'Seasonal Customer Count'!$B:$P,8,FALSE),IF(C393=\"W\",VLOOKUP(B393,'Seasonal Customer Count'!$B:$P,16,FALSE),\"Check\")),0)","v":0},{"$f":"Summary!$D$8*(K393*'Average Project Size'!$F$6+L393*'Average Project Size'!$F$7+M393*'Average Project Size'!$F$8+N393*'Average Project Size'!$F$10+O393*'Average Project Size'!$F$9)/1000","v":0},{"$f":"Summary!$D$8*(K393*F393*'Average Project Size'!$F$6+L393*G393*'Average Project Size'!$F$7+M393*H393*'Average Project Size'!$F$8+N393*I393*'Average Project Size'!$F$10+O393*J393*'Average Project Size'!$F$9)/1000","v":0}]
[null,{"$f":"'Peak Identification'!B392","v":"GOWNO43_"},{"$f":"'Peak Identification'!D392","v":"S"},{"$f":"'Peak Identification'!E392","v":18},{"$f":"VLOOKUP($D394,'DER Output'!$S$17:$X$41,6,FALSE)","v":0.16032398020038169},{"$f":"IF($C394=\"S\",VLOOKUP($D394,'DER Output'!$S$18:$W$41,2,FALSE),VLOOKUP($D394,'DER Output'!$S$18:$W$41,3,FALSE))","v":0.17224423800777711},{"$f":"IF($C394=\"S\",VLOOKUP($D394,'DER Output'!$S$18:$W$41,4,FALSE),VLOOKUP($D394,'DER Output'!$S$18:$W$41,5,FALSE))","v":0.17224423800777711},{"$f":"IF($C394=\"S\",VLOOKUP($D394,'DER Output'!$S$18:$W$41,4,FALSE),VLOOKUP($D394,'DER Output'!$S$18:$W$41,5,FALSE))","v":0.17224423800777711},{"$f":"IF($C394=\"S\",VLOOKUP($D394,'DER Output'!$S$18:$W$41,4,FALSE),VLOOKUP($D394,'DER Output'!$S$18:$W$41,5,FALSE))","v":0.17224423800777711},{"$f":"IF($C394=\"S\",VLOOKUP($D394,'DER Output'!$S$18:$W$41,4,FALSE),VLOOKUP($D394,'DER Output'!$S$18:$W$41,5,FALSE))","v":0.17224423800777711},{"$f":"IFERROR(IF(OR(C394=\"S\",C394=\"D\"),VLOOKUP(B394,'Seasonal Customer Count'!$B:$I,4,FALSE),IF(C394=\"W\",VLOOKUP(B394,'Seasonal Customer Count'!$B:$P,12,FALSE),\"Check\")),0)","v":124},{"$f":"IFERROR(IF(OR(C394=\"S\",C394=\"D\"),VLOOKUP(B394,'Seasonal Customer Count'!$B:$P,5,FALSE),IF(C394=\"W\",VLOOKUP(B394,'Seasonal Customer Count'!$B:$P,13,FALSE),\"Check\")),0)","v":14},{"$f":"IFERROR(IF(OR(C394=\"S\",C394=\"D\"),VLOOKUP(B394,'Seasonal Customer Count'!$B:$P,6,FALSE),IF(C394=\"W\",VLOOKUP(B394,'Seasonal Customer Count'!$B:$P,14,FALSE),\"Check\")),0)","v":98},{"$f":"IFERROR(IF(OR(C394=\"S\",C394=\"D\"),VLOOKUP(B394,'Seasonal Customer Count'!$B:$P,7,FALSE),IF(C394=\"W\",VLOOKUP(B394,'Seasonal Customer Count'!$B:$P,15,FALSE),\"Check\")),0)","v":5},{"$f":"IFERROR(IF(OR(C394=\"S\",C394=\"D\"),VLOOKUP(B394,'Seasonal Customer Count'!$B:$P,8,FALSE),IF(C394=\"W\",VLOOKUP(B394,'Seasonal Customer Count'!$B:$P,16,FALSE),\"Check\")),0)","v":0},{"$f":"Summary!$D$8*(K394*'Average Project Size'!$F$6+L394*'Average Project Size'!$F$7+M394*'Average Project Size'!$F$8+N394*'Average Project Size'!$F$10+O394*'Average Project Size'!$F$9)/1000","v":3.7487384568735856E-2},{"$f":"Summary!$D$8*(K394*F394*'Average Project Size'!$F$6+L394*G394*'Average Project Size'!$F$7+M394*H394*'Average Project Size'!$F$8+N394*I394*'Average Project Size'!$F$10+O394*J394*'Average Project Size'!$F$9)/1000","v":6.4569859899464089E-3}]
[null,{"$f":"'Peak Identification'!B393","v":"GOWN T-131"},{"$f":"'Peak Identification'!D393","v":"S"},{"$f":"'Peak Identification'!E393","v":14},{"$f":"VLOOKUP($D395,'DER Output'!$S$17:$X$41,6,FALSE)","v":0.26694349499860076},{"$f":"IF($C395=\"S\",VLOOKUP($D395,'DER Output'!$S$18:$W$41,2,FALSE),VLOOKUP($D395,'DER Output'!$S$18:$W$41,3,FALSE))","v":0.65426593965075153},{"$f":"IF($C395=\"S\",VLOOKUP($D395,'DER Output'!$S$18:$W$41,4,FALSE),VLOOKUP($D395,'DER Output'!$S$18:$W$41,5,FALSE))","v":0.65426593965075153},{"$f":"IF($C395=\"S\",VLOOKUP($D395,'DER Output'!$S$18:$W$41,4,FALSE),VLOOKUP($D395,'DER Output'!$S$18:$W$41,5,FALSE))","v":0.65426593965075153},{"$f":"IF($C395=\"S\",VLOOKUP($D395,'DER Output'!$S$18:$W$41,4,FALSE),VLOOKUP($D395,'DER Output'!$S$18:$W$41,5,FALSE))","v":0.65426593965075153},{"$f":"IF($C395=\"S\",VLOOKUP($D395,'DER Output'!$S$18:$W$41,4,FALSE),VLOOKUP($D395,'DER Output'!$S$18:$W$41,5,FALSE))","v":0.65426593965075153},{"$f":"IFERROR(IF(OR(C395=\"S\",C395=\"D\"),VLOOKUP(B395,'Seasonal Customer Count'!$B:$I,4,FALSE),IF(C395=\"W\",VLOOKUP(B395,'Seasonal Customer Count'!$B:$P,12,FALSE),\"Check\")),0)","v":506},{"$f":"IFERROR(IF(OR(C395=\"S\",C395=\"D\"),VLOOKUP(B395,'Seasonal Customer Count'!$B:$P,5,FALSE),IF(C395=\"W\",VLOOKUP(B395,'Seasonal Customer Count'!$B:$P,13,FALSE),\"Check\")),0)","v":112},{"$f":"IFERROR(IF(OR(C395=\"S\",C395=\"D\"),VLOOKUP(B395,'Seasonal Customer Count'!$B:$P,6,FALSE),IF(C395=\"W\",VLOOKUP(B395,'Seasonal Customer Count'!$B:$P,14,FALSE),\"Check\")),0)","v":470},{"$f":"IFERROR(IF(OR(C395=\"S\",C395=\"D\"),VLOOKUP(B395,'Seasonal Customer Count'!$B:$P,7,FALSE),IF(C395=\"W\",VLOOKUP(B395,'Seasonal Customer Count'!$B:$P,15,FALSE),\"Check\")),0)","v":16},{"$f":"IFERROR(IF(OR(C395=\"S\",C395=\"D\"),VLOOKUP(B395,'Seasonal Customer Count'!$B:$P,8,FALSE),IF(C395=\"W\",VLOOKUP(B395,'Seasonal Customer Count'!$B:$P,16,FALSE),\"Check\")),0)","v":5},{"$f":"Summary!$D$8*(K395*'Average Project Size'!$F$6+L395*'Average Project Size'!$F$7+M395*'Average Project Size'!$F$8+N395*'Average Project Size'!$F$10+O395*'Average Project Size'!$F$9)/1000","v":0.1593071794186583},{"$f":"Summary!$D$8*(K395*F395*'Average Project Size'!$F$6+L395*G395*'Average Project Size'!$F$7+M395*H395*'Average Project Size'!$F$8+N395*I395*'Average Project Size'!$F$10+O395*J395*'Average Project Size'!$F$9)/1000","v":0.10422926143545932}]
[null,{"$f":"'Peak Identification'!B394","v":"GOWN T-132"},{"$f":"'Peak Identification'!D394","v":"S"},{"$f":"'Peak Identification'!E394","v":0},{"$f":"VLOOKUP($D396,'DER Output'!$S$17:$X$41,6,FALSE)","v":0},{"$f":"IF($C396=\"S\",VLOOKUP($D396,'DER Output'!$S$18:$W$41,2,FALSE),VLOOKUP($D396,'DER Output'!$S$18:$W$41,3,FALSE))","v":5.9141103405834004E-4},{"$f":"IF($C396=\"S\",VLOOKUP($D396,'DER Output'!$S$18:$W$41,4,FALSE),VLOOKUP($D396,'DER Output'!$S$18:$W$41,5,FALSE))","v":5.9141103405834004E-4},{"$f":"IF($C396=\"S\",VLOOKUP($D396,'DER Output'!$S$18:$W$41,4,FALSE),VLOOKUP($D396,'DER Output'!$S$18:$W$41,5,FALSE))","v":5.9141103405834004E-4},{"$f":"IF($C396=\"S\",VLOOKUP($D396,'DER Output'!$S$18:$W$41,4,FALSE),VLOOKUP($D396,'DER Output'!$S$18:$W$41,5,FALSE))","v":5.9141103405834004E-4},{"$f":"IF($C396=\"S\",VLOOKUP($D396,'DER Output'!$S$18:$W$41,4,FALSE),VLOOKUP($D396,'DER Output'!$S$18:$W$41,5,FALSE))","v":5.9141103405834004E-4},{"$f":"IFERROR(IF(OR(C396=\"S\",C396=\"D\"),VLOOKUP(B396,'Seasonal Customer Count'!$B:$I,4,FALSE),IF(C396=\"W\",VLOOKUP(B396,'Seasonal Customer Count'!$B:$P,12,FALSE),\"Check\")),0)","v":124},{"$f":"IFERROR(IF(OR(C396=\"S\",C396=\"D\"),VLOOKUP(B396,'Seasonal Customer Count'!$B:$P,5,FALSE),IF(C396=\"W\",VLOOKUP(B396,'Seasonal Customer Count'!$B:$P,13,FALSE),\"Check\")),0)","v":14},{"$f":"IFERROR(IF(OR(C396=\"S\",C396=\"D\"),VLOOKUP(B396,'Seasonal Customer Count'!$B:$P,6,FALSE),IF(C396=\"W\",VLOOKUP(B396,'Seasonal Customer Count'!$B:$P,14,FALSE),\"Check\")),0)","v":98},{"$f":"IFERROR(IF(OR(C396=\"S\",C396=\"D\"),VLOOKUP(B396,'Seasonal Customer Count'!$B:$P,7,FALSE),IF(C396=\"W\",VLOOKUP(B396,'Seasonal Customer Count'!$B:$P,15,FALSE),\"Check\")),0)","v":5},{"$f":"IFERROR(IF(OR(C396=\"S\",C396=\"D\"),VLOOKUP(B396,'Seasonal Customer Count'!$B:$P,8,FALSE),IF(C396=\"W\",VLOOKUP(B396,'Seasonal Customer Count'!$B:$P,16,FALSE),\"Check\")),0)","v":0},{"$f":"Summary!$D$8*(K396*'Average Project Size'!$F$6+L396*'Average Project Size'!$F$7+M396*'Average Project Size'!$F$8+N396*'Average Project Size'!$F$10+O396*'Average Project Size'!$F$9)/1000","v":3.7487384568735856E-2},{"$f":"Summary!$D$8*(K396*F396*'Average Project Size'!$F$6+L396*G396*'Average Project Size'!$F$7+M396*H396*'Average Project Size'!$F$8+N396*I396*'Average Project Size'!$F$10+O396*J396*'Average Project Size'!$F$9)/1000","v":2.2170452871938727E-5}]
[null,{"$f":"'Peak Identification'!B395","v":"GRVE11"},{"$f":"'Peak Identification'!D395","v":"S"},{"$f":"'Peak Identification'!E395","v":17},{"$f":"VLOOKUP($D397,'DER Output'!$S$17:$X$41,6,FALSE)","v":0.19174838710475617},{"$f":"IF($C397=\"S\",VLOOKUP($D397,'DER Output'!$S$18:$W$41,2,FALSE),VLOOKUP($D397,'DER Output'!$S$18:$W$41,3,FALSE))","v":0.30300399777640191},{"$f":"IF($C397=\"S\",VLOOKUP($D397,'DER Output'!$S$18:$W$41,4,FALSE),VLOOKUP($D397,'DER Output'!$S$18:$W$41,5,FALSE))","v":0.30300399777640191},{"$f":"IF($C397=\"S\",VLOOKUP($D397,'DER Output'!$S$18:$W$41,4,FALSE),VLOOKUP($D397,'DER Output'!$S$18:$W$41,5,FALSE))","v":0.30300399777640191},{"$f":"IF($C397=\"S\",VLOOKUP($D397,'DER Output'!$S$18:$W$41,4,FALSE),VLOOKUP($D397,'DER Output'!$S$18:$W$41,5,FALSE))","v":0.30300399777640191},{"$f":"IF($C397=\"S\",VLOOKUP($D397,'DER Output'!$S$18:$W$41,4,FALSE),VLOOKUP($D397,'DER Output'!$S$18:$W$41,5,FALSE))","v":0.30300399777640191},{"$f":"IFERROR(IF(OR(C397=\"S\",C397=\"D\"),VLOOKUP(B397,'Seasonal Customer Count'!$B:$I,4,FALSE),IF(C397=\"W\",VLOOKUP(B397,'Seasonal Customer Count'!$B:$P,12,FALSE),\"Check\")),0)","v":405},{"$f":"IFERROR(IF(OR(C397=\"S\",C397=\"D\"),VLOOKUP(B397,'Seasonal Customer Count'!$B:$P,5,FALSE),IF(C397=\"W\",VLOOKUP(B397,'Seasonal Customer Count'!$B:$P,13,FALSE),\"Check\")),0)","v":27},{"$f":"IFERROR(IF(OR(C397=\"S\",C397=\"D\"),VLOOKUP(B397,'Seasonal Customer Count'!$B:$P,6,FALSE),IF(C397=\"W\",VLOOKUP(B397,'Seasonal Customer Count'!$B:$P,14,FALSE),\"Check\")),0)","v":49},{"$f":"IFERROR(IF(OR(C397=\"S\",C397=\"D\"),VLOOKUP(B397,'Seasonal Customer Count'!$B:$P,7,FALSE),IF(C397=\"W\",VLOOKUP(B397,'Seasonal Customer Count'!$B:$P,15,FALSE),\"Check\")),0)","v":0},{"$f":"IFERROR(IF(OR(C397=\"S\",C397=\"D\"),VLOOKUP(B397,'Seasonal Customer Count'!$B:$P,8,FALSE),IF(C397=\"W\",VLOOKUP(B397,'Seasonal Customer Count'!$B:$P,16,FALSE),\"Check\")),0)","v":0},{"$f":"Summary!$D$8*(K397*'Average Project Size'!$F$6+L397*'Average Project Size'!$F$7+M397*'Average Project Size'!$F$8+N397*'Average Project Size'!$F$10+O397*'Average Project Size'!$F$9)/1000","v":2.6505202199343606E-2},{"$f":"Summary!$D$8*(K397*F397*'Average Project Size'!$F$6+L397*G397*'Average Project Size'!$F$7+M397*H397*'Average Project Size'!$F$8+N397*I397*'Average Project Size'!$F$10+O397*J397*'Average Project Size'!$F$9)/1000","v":8.0311822282729921E-3}]
[null,{"$f":"'Peak Identification'!B396","v":"GRVE12"},{"$f":"'Peak Identification'!D396","v":"S"},{"$f":"'Peak Identification'!E396","v":16},{"$f":"VLOOKUP($D398,'DER Output'!$S$17:$X$41,6,FALSE)","v":0.22644022312513051},{"$f":"IF($C398=\"S\",VLOOKUP($D398,'DER Output'!$S$18:$W$41,2,FALSE),VLOOKUP($D398,'DER Output'!$S$18:$W$41,3,FALSE))","v":0.44781407722569133},{"$f":"IF($C398=\"S\",VLOOKUP($D398,'DER Output'!$S$18:$W$41,4,FALSE),VLOOKUP($D398,'DER Output'!$S$18:$W$41,5,FALSE))","v":0.44781407722569133},{"$f":"IF($C398=\"S\",VLOOKUP($D398,'DER Output'!$S$18:$W$41,4,FALSE),VLOOKUP($D398,'DER Output'!$S$18:$W$41,5,FALSE))","v":0.44781407722569133},{"$f":"IF($C398=\"S\",VLOOKUP($D398,'DER Output'!$S$18:$W$41,4,FALSE),VLOOKUP($D398,'DER Output'!$S$18:$W$41,5,FALSE))","v":0.44781407722569133},{"$f":"IF($C398=\"S\",VLOOKUP($D398,'DER Output'!$S$18:$W$41,4,FALSE),VLOOKUP($D398,'DER Output'!$S$18:$W$41,5,FALSE))","v":0.44781407722569133},{"$f":"IFERROR(IF(OR(C398=\"S\",C398=\"D\"),VLOOKUP(B398,'Seasonal Customer Count'!$B:$I,4,FALSE),IF(C398=\"W\",VLOOKUP(B398,'Seasonal Customer Count'!$B:$P,12,FALSE),\"Check\")),0)","v":334},{"$f":"IFERROR(IF(OR(C398=\"S\",C398=\"D\"),VLOOKUP(B398,'Seasonal Customer Count'!$B:$P,5,FALSE),IF(C398=\"W\",VLOOKUP(B398,'Seasonal Customer Count'!$B:$P,13,FALSE),\"Check\")),0)","v":23},{"$f":"IFERROR(IF(OR(C398=\"S\",C398=\"D\"),VLOOKUP(B398,'Seasonal Customer Count'!$B:$P,6,FALSE),IF(C398=\"W\",VLOOKUP(B398,'Seasonal Customer Count'!$B:$P,14,FALSE),\"Check\")),0)","v":68},{"$f":"IFERROR(IF(OR(C398=\"S\",C398=\"D\"),VLOOKUP(B398,'Seasonal Customer Count'!$B:$P,7,FALSE),IF(C398=\"W\",VLOOKUP(B398,'Seasonal Customer Count'!$B:$P,15,FALSE),\"Check\")),0)","v":2},{"$f":"IFERROR(IF(OR(C398=\"S\",C398=\"D\"),VLOOKUP(B398,'Seasonal Customer Count'!$B:$P,8,FALSE),IF(C398=\"W\",VLOOKUP(B398,'Seasonal Customer Count'!$B:$P,16,FALSE),\"Check\")),0)","v":0},{"$f":"Summary!$D$8*(K398*'Average Project Size'!$F$6+L398*'Average Project Size'!$F$7+M398*'Average Project Size'!$F$8+N398*'Average Project Size'!$F$10+O398*'Average Project Size'!$F$9)/1000","v":3.2528443262931653E-2},{"$f":"Summary!$D$8*(K398*F398*'Average Project Size'!$F$6+L398*G398*'Average Project Size'!$F$7+M398*H398*'Average Project Size'!$F$8+N398*I398*'Average Project Size'!$F$10+O398*J398*'Average Project Size'!$F$9)/1000","v":1.4566694803377992E-2}]
[null,{"$f":"'Peak Identification'!B397","v":"GRVE13"},{"$f":"'Peak Identification'!D397","v":"S"},{"$f":"'Peak Identification'!E397","v":14},{"$f":"VLOOKUP($D399,'DER Output'!$S$17:$X$41,6,FALSE)","v":0.26694349499860076},{"$f":"IF($C399=\"S\",VLOOKUP($D399,'DER Output'!$S$18:$W$41,2,FALSE),VLOOKUP($D399,'DER Output'!$S$18:$W$41,3,FALSE))","v":0.65426593965075153},{"$f":"IF($C399=\"S\",VLOOKUP($D399,'DER Output'!$S$18:$W$41,4,FALSE),VLOOKUP($D399,'DER Output'!$S$18:$W$41,5,FALSE))","v":0.65426593965075153},{"$f":"IF($C399=\"S\",VLOOKUP($D399,'DER Output'!$S$18:$W$41,4,FALSE),VLOOKUP($D399,'DER Output'!$S$18:$W$41,5,FALSE))","v":0.65426593965075153},{"$f":"IF($C399=\"S\",VLOOKUP($D399,'DER Output'!$S$18:$W$41,4,FALSE),VLOOKUP($D399,'DER Output'!$S$18:$W$41,5,FALSE))","v":0.65426593965075153},{"$f":"IF($C399=\"S\",VLOOKUP($D399,'DER Output'!$S$18:$W$41,4,FALSE),VLOOKUP($D399,'DER Output'!$S$18:$W$41,5,FALSE))","v":0.65426593965075153},{"$f":"IFERROR(IF(OR(C399=\"S\",C399=\"D\"),VLOOKUP(B399,'Seasonal Customer Count'!$B:$I,4,FALSE),IF(C399=\"W\",VLOOKUP(B399,'Seasonal Customer Count'!$B:$P,12,FALSE),\"Check\")),0)","v":0},{"$f":"IFERROR(IF(OR(C399=\"S\",C399=\"D\"),VLOOKUP(B399,'Seasonal Customer Count'!$B:$P,5,FALSE),IF(C399=\"W\",VLOOKUP(B399,'Seasonal Customer Count'!$B:$P,13,FALSE),\"Check\")),0)","v":0},{"$f":"IFERROR(IF(OR(C399=\"S\",C399=\"D\"),VLOOKUP(B399,'Seasonal Customer Count'!$B:$P,6,FALSE),IF(C399=\"W\",VLOOKUP(B399,'Seasonal Customer Count'!$B:$P,14,FALSE),\"Check\")),0)","v":0},{"$f":"IFERROR(IF(OR(C399=\"S\",C399=\"D\"),VLOOKUP(B399,'Seasonal Customer Count'!$B:$P,7,FALSE),IF(C399=\"W\",VLOOKUP(B399,'Seasonal Customer Count'!$B:$P,15,FALSE),\"Check\")),0)","v":1},{"$f":"IFERROR(IF(OR(C399=\"S\",C399=\"D\"),VLOOKUP(B399,'Seasonal Customer Count'!$B:$P,8,FALSE),IF(C399=\"W\",VLOOKUP(B399,'Seasonal Customer Count'!$B:$P,16,FALSE),\"Check\")),0)","v":0},{"$f":"Summary!$D$8*(K399*'Average Project Size'!$F$6+L399*'Average Project Size'!$F$7+M399*'Average Project Size'!$F$8+N399*'Average Project Size'!$F$10+O399*'Average Project Size'!$F$9)/1000","v":2.9355110231040001E-3},{"$f":"Summary!$D$8*(K399*F399*'Average Project Size'!$F$6+L399*G399*'Average Project Size'!$F$7+M399*H399*'Average Project Size'!$F$8+N399*I399*'Average Project Size'!$F$10+O399*J399*'Average Project Size'!$F$9)/1000","v":1.9206048778862774E-3}]
[null,{"$f":"'Peak Identification'!B398","v":"GRVE14"},{"$f":"'Peak Identification'!D398","v":"S"},{"$f":"'Peak Identification'!E398","v":13},{"$f":"VLOOKUP($D400,'DER Output'!$S$17:$X$41,6,FALSE)","v":0.3680214036441018},{"$f":"IF($C400=\"S\",VLOOKUP($D400,'DER Output'!$S$18:$W$41,2,FALSE),VLOOKUP($D400,'DER Output'!$S$18:$W$41,3,FALSE))","v":0.68995601564450493},{"$f":"IF($C400=\"S\",VLOOKUP($D400,'DER Output'!$S$18:$W$41,4,FALSE),VLOOKUP($D400,'DER Output'!$S$18:$W$41,5,FALSE))","v":0.68995601564450493},{"$f":"IF($C400=\"S\",VLOOKUP($D400,'DER Output'!$S$18:$W$41,4,FALSE),VLOOKUP($D400,'DER Output'!$S$18:$W$41,5,FALSE))","v":0.68995601564450493},{"$f":"IF($C400=\"S\",VLOOKUP($D400,'DER Output'!$S$18:$W$41,4,FALSE),VLOOKUP($D400,'DER Output'!$S$18:$W$41,5,FALSE))","v":0.68995601564450493},{"$f":"IF($C400=\"S\",VLOOKUP($D400,'DER Output'!$S$18:$W$41,4,FALSE),VLOOKUP($D400,'DER Output'!$S$18:$W$41,5,FALSE))","v":0.68995601564450493},{"$f":"IFERROR(IF(OR(C400=\"S\",C400=\"D\"),VLOOKUP(B400,'Seasonal Customer Count'!$B:$I,4,FALSE),IF(C400=\"W\",VLOOKUP(B400,'Seasonal Customer Count'!$B:$P,12,FALSE),\"Check\")),0)","v":0},{"$f":"IFERROR(IF(OR(C400=\"S\",C400=\"D\"),VLOOKUP(B400,'Seasonal Customer Count'!$B:$P,5,FALSE),IF(C400=\"W\",VLOOKUP(B400,'Seasonal Customer Count'!$B:$P,13,FALSE),\"Check\")),0)","v":0},{"$f":"IFERROR(IF(OR(C400=\"S\",C400=\"D\"),VLOOKUP(B400,'Seasonal Customer Count'!$B:$P,6,FALSE),IF(C400=\"W\",VLOOKUP(B400,'Seasonal Customer Count'!$B:$P,14,FALSE),\"Check\")),0)","v":1},{"$f":"IFERROR(IF(OR(C400=\"S\",C400=\"D\"),VLOOKUP(B400,'Seasonal Customer Count'!$B:$P,7,FALSE),IF(C400=\"W\",VLOOKUP(B400,'Seasonal Customer Count'!$B:$P,15,FALSE),\"Check\")),0)","v":1},{"$f":"IFERROR(IF(OR(C400=\"S\",C400=\"D\"),VLOOKUP(B400,'Seasonal Customer Count'!$B:$P,8,FALSE),IF(C400=\"W\",VLOOKUP(B400,'Seasonal Customer Count'!$B:$P,16,FALSE),\"Check\")),0)","v":0},{"$f":"Summary!$D$8*(K400*'Average Project Size'!$F$6+L400*'Average Project Size'!$F$7+M400*'Average Project Size'!$F$8+N400*'Average Project Size'!$F$10+O400*'Average Project Size'!$F$9)/1000","v":3.107493666480071E-3},{"$f":"Summary!$D$8*(K400*F400*'Average Project Size'!$F$6+L400*G400*'Average Project Size'!$F$7+M400*H400*'Average Project Size'!$F$8+N400*I400*'Average Project Size'!$F$10+O400*J400*'Average Project Size'!$F$9)/1000","v":2.1440339487651238E-3}]
[null,{"$f":"'Peak Identification'!B399","v":"GRVE15"},{"$f":"'Peak Identification'!D399","v":"S"},{"$f":"'Peak Identification'!E399","v":14},{"$f":"VLOOKUP($D401,'DER Output'!$S$17:$X$41,6,FALSE)","v":0.26694349499860076},{"$f":"IF($C401=\"S\",VLOOKUP($D401,'DER Output'!$S$18:$W$41,2,FALSE),VLOOKUP($D401,'DER Output'!$S$18:$W$41,3,FALSE))","v":0.65426593965075153},{"$f":"IF($C401=\"S\",VLOOKUP($D401,'DER Output'!$S$18:$W$41,4,FALSE),VLOOKUP($D401,'DER Output'!$S$18:$W$41,5,FALSE))","v":0.65426593965075153},{"$f":"IF($C401=\"S\",VLOOKUP($D401,'DER Output'!$S$18:$W$41,4,FALSE),VLOOKUP($D401,'DER Output'!$S$18:$W$41,5,FALSE))","v":0.65426593965075153},{"$f":"IF($C401=\"S\",VLOOKUP($D401,'DER Output'!$S$18:$W$41,4,FALSE),VLOOKUP($D401,'DER Output'!$S$18:$W$41,5,FALSE))","v":0.65426593965075153},{"$f":"IF($C401=\"S\",VLOOKUP($D401,'DER Output'!$S$18:$W$41,4,FALSE),VLOOKUP($D401,'DER Output'!$S$18:$W$41,5,FALSE))","v":0.65426593965075153},{"$f":"IFERROR(IF(OR(C401=\"S\",C401=\"D\"),VLOOKUP(B401,'Seasonal Customer Count'!$B:$I,4,FALSE),IF(C401=\"W\",VLOOKUP(B401,'Seasonal Customer Count'!$B:$P,12,FALSE),\"Check\")),0)","v":0},{"$f":"IFERROR(IF(OR(C401=\"S\",C401=\"D\"),VLOOKUP(B401,'Seasonal Customer Count'!$B:$P,5,FALSE),IF(C401=\"W\",VLOOKUP(B401,'Seasonal Customer Count'!$B:$P,13,FALSE),\"Check\")),0)","v":0},{"$f":"IFERROR(IF(OR(C401=\"S\",C401=\"D\"),VLOOKUP(B401,'Seasonal Customer Count'!$B:$P,6,FALSE),IF(C401=\"W\",VLOOKUP(B401,'Seasonal Customer Count'!$B:$P,14,FALSE),\"Check\")),0)","v":1},{"$f":"IFERROR(IF(OR(C401=\"S\",C401=\"D\"),VLOOKUP(B401,'Seasonal Customer Count'!$B:$P,7,FALSE),IF(C401=\"W\",VLOOKUP(B401,'Seasonal Customer Count'!$B:$P,15,FALSE),\"Check\")),0)","v":0},{"$f":"IFERROR(IF(OR(C401=\"S\",C401=\"D\"),VLOOKUP(B401,'Seasonal Customer Count'!$B:$P,8,FALSE),IF(C401=\"W\",VLOOKUP(B401,'Seasonal Customer Count'!$B:$P,16,FALSE),\"Check\")),0)","v":0},{"$f":"Summary!$D$8*(K401*'Average Project Size'!$F$6+L401*'Average Project Size'!$F$7+M401*'Average Project Size'!$F$8+N401*'Average Project Size'!$F$10+O401*'Average Project Size'!$F$9)/1000","v":1.7198264337607111E-4},{"$f":"Summary!$D$8*(K401*F401*'Average Project Size'!$F$6+L401*G401*'Average Project Size'!$F$7+M401*H401*'Average Project Size'!$F$8+N401*I401*'Average Project Size'!$F$10+O401*J401*'Average Project Size'!$F$9)/1000","v":1.1252238577206527E-4}]
[null,{"$f":"'Peak Identification'!B400","v":"GRVE16"},{"$f":"'Peak Identification'!D400","v":"S"},{"$f":"'Peak Identification'!E400","v":18},{"$f":"VLOOKUP($D402,'DER Output'!$S$17:$X$41,6,FALSE)","v":0.16032398020038169},{"$f":"IF($C402=\"S\",VLOOKUP($D402,'DER Output'!$S$18:$W$41,2,FALSE),VLOOKUP($D402,'DER Output'!$S$18:$W$41,3,FALSE))","v":0.17224423800777711},{"$f":"IF($C402=\"S\",VLOOKUP($D402,'DER Output'!$S$18:$W$41,4,FALSE),VLOOKUP($D402,'DER Output'!$S$18:$W$41,5,FALSE))","v":0.17224423800777711},{"$f":"IF($C402=\"S\",VLOOKUP($D402,'DER Output'!$S$18:$W$41,4,FALSE),VLOOKUP($D402,'DER Output'!$S$18:$W$41,5,FALSE))","v":0.17224423800777711},{"$f":"IF($C402=\"S\",VLOOKUP($D402,'DER Output'!$S$18:$W$41,4,FALSE),VLOOKUP($D402,'DER Output'!$S$18:$W$41,5,FALSE))","v":0.17224423800777711},{"$f":"IF($C402=\"S\",VLOOKUP($D402,'DER Output'!$S$18:$W$41,4,FALSE),VLOOKUP($D402,'DER Output'!$S$18:$W$41,5,FALSE))","v":0.17224423800777711},{"$f":"IFERROR(IF(OR(C402=\"S\",C402=\"D\"),VLOOKUP(B402,'Seasonal Customer Count'!$B:$I,4,FALSE),IF(C402=\"W\",VLOOKUP(B402,'Seasonal Customer Count'!$B:$P,12,FALSE),\"Check\")),0)","v":901},{"$f":"IFERROR(IF(OR(C402=\"S\",C402=\"D\"),VLOOKUP(B402,'Seasonal Customer Count'!$B:$P,5,FALSE),IF(C402=\"W\",VLOOKUP(B402,'Seasonal Customer Count'!$B:$P,13,FALSE),\"Check\")),0)","v":22},{"$f":"IFERROR(IF(OR(C402=\"S\",C402=\"D\"),VLOOKUP(B402,'Seasonal Customer Count'!$B:$P,6,FALSE),IF(C402=\"W\",VLOOKUP(B402,'Seasonal Customer Count'!$B:$P,14,FALSE),\"Check\")),0)","v":47},{"$f":"IFERROR(IF(OR(C402=\"S\",C402=\"D\"),VLOOKUP(B402,'Seasonal Customer Count'!$B:$P,7,FALSE),IF(C402=\"W\",VLOOKUP(B402,'Seasonal Customer Count'!$B:$P,15,FALSE),\"Check\")),0)","v":1},{"$f":"IFERROR(IF(OR(C402=\"S\",C402=\"D\"),VLOOKUP(B402,'Seasonal Customer Count'!$B:$P,8,FALSE),IF(C402=\"W\",VLOOKUP(B402,'Seasonal Customer Count'!$B:$P,16,FALSE),\"Check\")),0)","v":0},{"$f":"Summary!$D$8*(K402*'Average Project Size'!$F$6+L402*'Average Project Size'!$F$7+M402*'Average Project Size'!$F$8+N402*'Average Project Size'!$F$10+O402*'Average Project Size'!$F$9)/1000","v":4.8444714435395643E-2},{"$f":"Summary!$D$8*(K402*F402*'Average Project Size'!$F$6+L402*G402*'Average Project Size'!$F$7+M402*H402*'Average Project Size'!$F$8+N402*I402*'Average Project Size'!$F$10+O402*J402*'Average Project Size'!$F$9)/1000","v":8.344322923429081E-3}]
[null,{"$f":"'Peak Identification'!B401","v":"GRVE17"},{"$f":"'Peak Identification'!D401","v":"S"},{"$f":"'Peak Identification'!E401","v":14},{"$f":"VLOOKUP($D403,'DER Output'!$S$17:$X$41,6,FALSE)","v":0.26694349499860076},{"$f":"IF($C403=\"S\",VLOOKUP($D403,'DER Output'!$S$18:$W$41,2,FALSE),VLOOKUP($D403,'DER Output'!$S$18:$W$41,3,FALSE))","v":0.65426593965075153},{"$f":"IF($C403=\"S\",VLOOKUP($D403,'DER Output'!$S$18:$W$41,4,FALSE),VLOOKUP($D403,'DER Output'!$S$18:$W$41,5,FALSE))","v":0.65426593965075153},{"$f":"IF($C403=\"S\",VLOOKUP($D403,'DER Output'!$S$18:$W$41,4,FALSE),VLOOKUP($D403,'DER Output'!$S$18:$W$41,5,FALSE))","v":0.65426593965075153},{"$f":"IF($C403=\"S\",VLOOKUP($D403,'DER Output'!$S$18:$W$41,4,FALSE),VLOOKUP($D403,'DER Output'!$S$18:$W$41,5,FALSE))","v":0.65426593965075153},{"$f":"IF($C403=\"S\",VLOOKUP($D403,'DER Output'!$S$18:$W$41,4,FALSE),VLOOKUP($D403,'DER Output'!$S$18:$W$41,5,FALSE))","v":0.65426593965075153},{"$f":"IFERROR(IF(OR(C403=\"S\",C403=\"D\"),VLOOKUP(B403,'Seasonal Customer Count'!$B:$I,4,FALSE),IF(C403=\"W\",VLOOKUP(B403,'Seasonal Customer Count'!$B:$P,12,FALSE),\"Check\")),0)","v":53},{"$f":"IFERROR(IF(OR(C403=\"S\",C403=\"D\"),VLOOKUP(B403,'Seasonal Customer Count'!$B:$P,5,FALSE),IF(C403=\"W\",VLOOKUP(B403,'Seasonal Customer Count'!$B:$P,13,FALSE),\"Check\")),0)","v":2},{"$f":"IFERROR(IF(OR(C403=\"S\",C403=\"D\"),VLOOKUP(B403,'Seasonal Customer Count'!$B:$P,6,FALSE),IF(C403=\"W\",VLOOKUP(B403,'Seasonal Customer Count'!$B:$P,14,FALSE),\"Check\")),0)","v":6},{"$f":"IFERROR(IF(OR(C403=\"S\",C403=\"D\"),VLOOKUP(B403,'Seasonal Customer Count'!$B:$P,7,FALSE),IF(C403=\"W\",VLOOKUP(B403,'Seasonal Customer Count'!$B:$P,15,FALSE),\"Check\")),0)","v":3},{"$f":"IFERROR(IF(OR(C403=\"S\",C403=\"D\"),VLOOKUP(B403,'Seasonal Customer Count'!$B:$P,8,FALSE),IF(C403=\"W\",VLOOKUP(B403,'Seasonal Customer Count'!$B:$P,16,FALSE),\"Check\")),0)","v":0},{"$f":"Summary!$D$8*(K403*'Average Project Size'!$F$6+L403*'Average Project Size'!$F$7+M403*'Average Project Size'!$F$8+N403*'Average Project Size'!$F$10+O403*'Average Project Size'!$F$9)/1000","v":1.2091733684541923E-2},{"$f":"Summary!$D$8*(K403*F403*'Average Project Size'!$F$6+L403*G403*'Average Project Size'!$F$7+M403*H403*'Average Project Size'!$F$8+N403*I403*'Average Project Size'!$F$10+O403*J403*'Average Project Size'!$F$9)/1000","v":7.9112095011234645E-3}]
[null,{"$f":"'Peak Identification'!B402","v":"GRVE18"},{"$f":"'Peak Identification'!D402","v":"S"},{"$f":"'Peak Identification'!E402","v":16},{"$f":"VLOOKUP($D404,'DER Output'!$S$17:$X$41,6,FALSE)","v":0.22644022312513051},{"$f":"IF($C404=\"S\",VLOOKUP($D404,'DER Output'!$S$18:$W$41,2,FALSE),VLOOKUP($D404,'DER Output'!$S$18:$W$41,3,FALSE))","v":0.44781407722569133},{"$f":"IF($C404=\"S\",VLOOKUP($D404,'DER Output'!$S$18:$W$41,4,FALSE),VLOOKUP($D404,'DER Output'!$S$18:$W$41,5,FALSE))","v":0.44781407722569133},{"$f":"IF($C404=\"S\",VLOOKUP($D404,'DER Output'!$S$18:$W$41,4,FALSE),VLOOKUP($D404,'DER Output'!$S$18:$W$41,5,FALSE))","v":0.44781407722569133},{"$f":"IF($C404=\"S\",VLOOKUP($D404,'DER Output'!$S$18:$W$41,4,FALSE),VLOOKUP($D404,'DER Output'!$S$18:$W$41,5,FALSE))","v":0.44781407722569133},{"$f":"IF($C404=\"S\",VLOOKUP($D404,'DER Output'!$S$18:$W$41,4,FALSE),VLOOKUP($D404,'DER Output'!$S$18:$W$41,5,FALSE))","v":0.44781407722569133},{"$f":"IFERROR(IF(OR(C404=\"S\",C404=\"D\"),VLOOKUP(B404,'Seasonal Customer Count'!$B:$I,4,FALSE),IF(C404=\"W\",VLOOKUP(B404,'Seasonal Customer Count'!$B:$P,12,FALSE),\"Check\")),0)","v":87},{"$f":"IFERROR(IF(OR(C404=\"S\",C404=\"D\"),VLOOKUP(B404,'Seasonal Customer Count'!$B:$P,5,FALSE),IF(C404=\"W\",VLOOKUP(B404,'Seasonal Customer Count'!$B:$P,13,FALSE),\"Check\")),0)","v":22},{"$f":"IFERROR(IF(OR(C404=\"S\",C404=\"D\"),VLOOKUP(B404,'Seasonal Customer Count'!$B:$P,6,FALSE),IF(C404=\"W\",VLOOKUP(B404,'Seasonal Customer Count'!$B:$P,14,FALSE),\"Check\")),0)","v":63},{"$f":"IFERROR(IF(OR(C404=\"S\",C404=\"D\"),VLOOKUP(B404,'Seasonal Customer Count'!$B:$P,7,FALSE),IF(C404=\"W\",VLOOKUP(B404,'Seasonal Customer Count'!$B:$P,15,FALSE),\"Check\")),0)","v":1},{"$f":"IFERROR(IF(OR(C404=\"S\",C404=\"D\"),VLOOKUP(B404,'Seasonal Customer Count'!$B:$P,8,FALSE),IF(C404=\"W\",VLOOKUP(B404,'Seasonal Customer Count'!$B:$P,16,FALSE),\"Check\")),0)","v":0},{"$f":"Summary!$D$8*(K404*'Average Project Size'!$F$6+L404*'Average Project Size'!$F$7+M404*'Average Project Size'!$F$8+N404*'Average Project Size'!$F$10+O404*'Average Project Size'!$F$9)/1000","v":1.8842069335415955E-2},{"$f":"Summary!$D$8*(K404*F404*'Average Project Size'!$F$6+L404*G404*'Average Project Size'!$F$7+M404*H404*'Average Project Size'!$F$8+N404*I404*'Average Project Size'!$F$10+O404*J404*'Average Project Size'!$F$9)/1000","v":8.4377438924617913E-3}]
[null,{"$f":"'Peak Identification'!B403","v":"GRVE19"},{"$f":"'Peak Identification'!D403","v":"S"},{"$f":"'Peak Identification'!E403","v":15},{"$f":"VLOOKUP($D405,'DER Output'!$S$17:$X$41,6,FALSE)","v":0.24675324675324678},{"$f":"IF($C405=\"S\",VLOOKUP($D405,'DER Output'!$S$18:$W$41,2,FALSE),VLOOKUP($D405,'DER Output'!$S$18:$W$41,3,FALSE))","v":0.57498529407079435},{"$f":"IF($C405=\"S\",VLOOKUP($D405,'DER Output'!$S$18:$W$41,4,FALSE),VLOOKUP($D405,'DER Output'!$S$18:$W$41,5,FALSE))","v":0.57498529407079435},{"$f":"IF($C405=\"S\",VLOOKUP($D405,'DER Output'!$S$18:$W$41,4,FALSE),VLOOKUP($D405,'DER Output'!$S$18:$W$41,5,FALSE))","v":0.57498529407079435},{"$f":"IF($C405=\"S\",VLOOKUP($D405,'DER Output'!$S$18:$W$41,4,FALSE),VLOOKUP($D405,'DER Output'!$S$18:$W$41,5,FALSE))","v":0.57498529407079435},{"$f":"IF($C405=\"S\",VLOOKUP($D405,'DER Output'!$S$18:$W$41,4,FALSE),VLOOKUP($D405,'DER Output'!$S$18:$W$41,5,FALSE))","v":0.57498529407079435},{"$f":"IFERROR(IF(OR(C405=\"S\",C405=\"D\"),VLOOKUP(B405,'Seasonal Customer Count'!$B:$I,4,FALSE),IF(C405=\"W\",VLOOKUP(B405,'Seasonal Customer Count'!$B:$P,12,FALSE),\"Check\")),0)","v":0},{"$f":"IFERROR(IF(OR(C405=\"S\",C405=\"D\"),VLOOKUP(B405,'Seasonal Customer Count'!$B:$P,5,FALSE),IF(C405=\"W\",VLOOKUP(B405,'Seasonal Customer Count'!$B:$P,13,FALSE),\"Check\")),0)","v":0},{"$f":"IFERROR(IF(OR(C405=\"S\",C405=\"D\"),VLOOKUP(B405,'Seasonal Customer Count'!$B:$P,6,FALSE),IF(C405=\"W\",VLOOKUP(B405,'Seasonal Customer Count'!$B:$P,14,FALSE),\"Check\")),0)","v":0},{"$f":"IFERROR(IF(OR(C405=\"S\",C405=\"D\"),VLOOKUP(B405,'Seasonal Customer Count'!$B:$P,7,FALSE),IF(C405=\"W\",VLOOKUP(B405,'Seasonal Customer Count'!$B:$P,15,FALSE),\"Check\")),0)","v":1},{"$f":"IFERROR(IF(OR(C405=\"S\",C405=\"D\"),VLOOKUP(B405,'Seasonal Customer Count'!$B:$P,8,FALSE),IF(C405=\"W\",VLOOKUP(B405,'Seasonal Customer Count'!$B:$P,16,FALSE),\"Check\")),0)","v":0},{"$f":"Summary!$D$8*(K405*'Average Project Size'!$F$6+L405*'Average Project Size'!$F$7+M405*'Average Project Size'!$F$8+N405*'Average Project Size'!$F$10+O405*'Average Project Size'!$F$9)/1000","v":2.9355110231040001E-3},{"$f":"Summary!$D$8*(K405*F405*'Average Project Size'!$F$6+L405*G405*'Average Project Size'!$F$7+M405*H405*'Average Project Size'!$F$8+N405*I405*'Average Project Size'!$F$10+O405*J405*'Average Project Size'!$F$9)/1000","v":1.6878756688675116E-3}]
[null,{"$f":"'Peak Identification'!B404","v":"GRVE21"},{"$f":"'Peak Identification'!D404","v":"S"},{"$f":"'Peak Identification'!E404","v":15},{"$f":"VLOOKUP($D406,'DER Output'!$S$17:$X$41,6,FALSE)","v":0.24675324675324678},{"$f":"IF($C406=\"S\",VLOOKUP($D406,'DER Output'!$S$18:$W$41,2,FALSE),VLOOKUP($D406,'DER Output'!$S$18:$W$41,3,FALSE))","v":0.57498529407079435},{"$f":"IF($C406=\"S\",VLOOKUP($D406,'DER Output'!$S$18:$W$41,4,FALSE),VLOOKUP($D406,'DER Output'!$S$18:$W$41,5,FALSE))","v":0.57498529407079435},{"$f":"IF($C406=\"S\",VLOOKUP($D406,'DER Output'!$S$18:$W$41,4,FALSE),VLOOKUP($D406,'DER Output'!$S$18:$W$41,5,FALSE))","v":0.57498529407079435},{"$f":"IF($C406=\"S\",VLOOKUP($D406,'DER Output'!$S$18:$W$41,4,FALSE),VLOOKUP($D406,'DER Output'!$S$18:$W$41,5,FALSE))","v":0.57498529407079435},{"$f":"IF($C406=\"S\",VLOOKUP($D406,'DER Output'!$S$18:$W$41,4,FALSE),VLOOKUP($D406,'DER Output'!$S$18:$W$41,5,FALSE))","v":0.57498529407079435},{"$f":"IFERROR(IF(OR(C406=\"S\",C406=\"D\"),VLOOKUP(B406,'Seasonal Customer Count'!$B:$I,4,FALSE),IF(C406=\"W\",VLOOKUP(B406,'Seasonal Customer Count'!$B:$P,12,FALSE),\"Check\")),0)","v":0},{"$f":"IFERROR(IF(OR(C406=\"S\",C406=\"D\"),VLOOKUP(B406,'Seasonal Customer Count'!$B:$P,5,FALSE),IF(C406=\"W\",VLOOKUP(B406,'Seasonal Customer Count'!$B:$P,13,FALSE),\"Check\")),0)","v":0},{"$f":"IFERROR(IF(OR(C406=\"S\",C406=\"D\"),VLOOKUP(B406,'Seasonal Customer Count'!$B:$P,6,FALSE),IF(C406=\"W\",VLOOKUP(B406,'Seasonal Customer Count'!$B:$P,14,FALSE),\"Check\")),0)","v":0},{"$f":"IFERROR(IF(OR(C406=\"S\",C406=\"D\"),VLOOKUP(B406,'Seasonal Customer Count'!$B:$P,7,FALSE),IF(C406=\"W\",VLOOKUP(B406,'Seasonal Customer Count'!$B:$P,15,FALSE),\"Check\")),0)","v":2},{"$f":"IFERROR(IF(OR(C406=\"S\",C406=\"D\"),VLOOKUP(B406,'Seasonal Customer Count'!$B:$P,8,FALSE),IF(C406=\"W\",VLOOKUP(B406,'Seasonal Customer Count'!$B:$P,16,FALSE),\"Check\")),0)","v":0},{"$f":"Summary!$D$8*(K406*'Average Project Size'!$F$6+L406*'Average Project Size'!$F$7+M406*'Average Project Size'!$F$8+N406*'Average Project Size'!$F$10+O406*'Average Project Size'!$F$9)/1000","v":5.8710220462080001E-3},{"$f":"Summary!$D$8*(K406*F406*'Average Project Size'!$F$6+L406*G406*'Average Project Size'!$F$7+M406*H406*'Average Project Size'!$F$8+N406*I406*'Average Project Size'!$F$10+O406*J406*'Average Project Size'!$F$9)/1000","v":3.3757513377350233E-3}]
[null,{"$f":"'Peak Identification'!B405","v":"GRVE22"},{"$f":"'Peak Identification'!D405","v":"S"},{"$f":"'Peak Identification'!E405","v":16},{"$f":"VLOOKUP($D407,'DER Output'!$S$17:$X$41,6,FALSE)","v":0.22644022312513051},{"$f":"IF($C407=\"S\",VLOOKUP($D407,'DER Output'!$S$18:$W$41,2,FALSE),VLOOKUP($D407,'DER Output'!$S$18:$W$41,3,FALSE))","v":0.44781407722569133},{"$f":"IF($C407=\"S\",VLOOKUP($D407,'DER Output'!$S$18:$W$41,4,FALSE),VLOOKUP($D407,'DER Output'!$S$18:$W$41,5,FALSE))","v":0.44781407722569133},{"$f":"IF($C407=\"S\",VLOOKUP($D407,'DER Output'!$S$18:$W$41,4,FALSE),VLOOKUP($D407,'DER Output'!$S$18:$W$41,5,FALSE))","v":0.44781407722569133},{"$f":"IF($C407=\"S\",VLOOKUP($D407,'DER Output'!$S$18:$W$41,4,FALSE),VLOOKUP($D407,'DER Output'!$S$18:$W$41,5,FALSE))","v":0.44781407722569133},{"$f":"IF($C407=\"S\",VLOOKUP($D407,'DER Output'!$S$18:$W$41,4,FALSE),VLOOKUP($D407,'DER Output'!$S$18:$W$41,5,FALSE))","v":0.44781407722569133},{"$f":"IFERROR(IF(OR(C407=\"S\",C407=\"D\"),VLOOKUP(B407,'Seasonal Customer Count'!$B:$I,4,FALSE),IF(C407=\"W\",VLOOKUP(B407,'Seasonal Customer Count'!$B:$P,12,FALSE),\"Check\")),0)","v":54},{"$f":"IFERROR(IF(OR(C407=\"S\",C407=\"D\"),VLOOKUP(B407,'Seasonal Customer Count'!$B:$P,5,FALSE),IF(C407=\"W\",VLOOKUP(B407,'Seasonal Customer Count'!$B:$P,13,FALSE),\"Check\")),0)","v":14},{"$f":"IFERROR(IF(OR(C407=\"S\",C407=\"D\"),VLOOKUP(B407,'Seasonal Customer Count'!$B:$P,6,FALSE),IF(C407=\"W\",VLOOKUP(B407,'Seasonal Customer Count'!$B:$P,14,FALSE),\"Check\")),0)","v":71},{"$f":"IFERROR(IF(OR(C407=\"S\",C407=\"D\"),VLOOKUP(B407,'Seasonal Customer Count'!$B:$P,7,FALSE),IF(C407=\"W\",VLOOKUP(B407,'Seasonal Customer Count'!$B:$P,15,FALSE),\"Check\")),0)","v":1},{"$f":"IFERROR(IF(OR(C407=\"S\",C407=\"D\"),VLOOKUP(B407,'Seasonal Customer Count'!$B:$P,8,FALSE),IF(C407=\"W\",VLOOKUP(B407,'Seasonal Customer Count'!$B:$P,16,FALSE),\"Check\")),0)","v":0},{"$f":"Summary!$D$8*(K407*'Average Project Size'!$F$6+L407*'Average Project Size'!$F$7+M407*'Average Project Size'!$F$8+N407*'Average Project Size'!$F$10+O407*'Average Project Size'!$F$9)/1000","v":1.8319492498802572E-2},{"$f":"Summary!$D$8*(K407*F407*'Average Project Size'!$F$6+L407*G407*'Average Project Size'!$F$7+M407*H407*'Average Project Size'!$F$8+N407*I407*'Average Project Size'!$F$10+O407*J407*'Average Project Size'!$F$9)/1000","v":8.2037266285942476E-3}]
[null,{"$f":"'Peak Identification'!B406","v":"GRVE T-131"},{"$f":"'Peak Identification'!D406","v":"S"},{"$f":"'Peak Identification'!E406","v":17},{"$f":"VLOOKUP($D408,'DER Output'!$S$17:$X$41,6,FALSE)","v":0.19174838710475617},{"$f":"IF($C408=\"S\",VLOOKUP($D408,'DER Output'!$S$18:$W$41,2,FALSE),VLOOKUP($D408,'DER Output'!$S$18:$W$41,3,FALSE))","v":0.30300399777640191},{"$f":"IF($C408=\"S\",VLOOKUP($D408,'DER Output'!$S$18:$W$41,4,FALSE),VLOOKUP($D408,'DER Output'!$S$18:$W$41,5,FALSE))","v":0.30300399777640191},{"$f":"IF($C408=\"S\",VLOOKUP($D408,'DER Output'!$S$18:$W$41,4,FALSE),VLOOKUP($D408,'DER Output'!$S$18:$W$41,5,FALSE))","v":0.30300399777640191},{"$f":"IF($C408=\"S\",VLOOKUP($D408,'DER Output'!$S$18:$W$41,4,FALSE),VLOOKUP($D408,'DER Output'!$S$18:$W$41,5,FALSE))","v":0.30300399777640191},{"$f":"IF($C408=\"S\",VLOOKUP($D408,'DER Output'!$S$18:$W$41,4,FALSE),VLOOKUP($D408,'DER Output'!$S$18:$W$41,5,FALSE))","v":0.30300399777640191},{"$f":"IFERROR(IF(OR(C408=\"S\",C408=\"D\"),VLOOKUP(B408,'Seasonal Customer Count'!$B:$I,4,FALSE),IF(C408=\"W\",VLOOKUP(B408,'Seasonal Customer Count'!$B:$P,12,FALSE),\"Check\")),0)","v":988},{"$f":"IFERROR(IF(OR(C408=\"S\",C408=\"D\"),VLOOKUP(B408,'Seasonal Customer Count'!$B:$P,5,FALSE),IF(C408=\"W\",VLOOKUP(B408,'Seasonal Customer Count'!$B:$P,13,FALSE),\"Check\")),0)","v":44},{"$f":"IFERROR(IF(OR(C408=\"S\",C408=\"D\"),VLOOKUP(B408,'Seasonal Customer Count'!$B:$P,6,FALSE),IF(C408=\"W\",VLOOKUP(B408,'Seasonal Customer Count'!$B:$P,14,FALSE),\"Check\")),0)","v":111},{"$f":"IFERROR(IF(OR(C408=\"S\",C408=\"D\"),VLOOKUP(B408,'Seasonal Customer Count'!$B:$P,7,FALSE),IF(C408=\"W\",VLOOKUP(B408,'Seasonal Customer Count'!$B:$P,15,FALSE),\"Check\")),0)","v":3},{"$f":"IFERROR(IF(OR(C408=\"S\",C408=\"D\"),VLOOKUP(B408,'Seasonal Customer Count'!$B:$P,8,FALSE),IF(C408=\"W\",VLOOKUP(B408,'Seasonal Customer Count'!$B:$P,16,FALSE),\"Check\")),0)","v":0},{"$f":"Summary!$D$8*(K408*'Average Project Size'!$F$6+L408*'Average Project Size'!$F$7+M408*'Average Project Size'!$F$8+N408*'Average Project Size'!$F$10+O408*'Average Project Size'!$F$9)/1000","v":7.0394277437291666E-2},{"$f":"Summary!$D$8*(K408*F408*'Average Project Size'!$F$6+L408*G408*'Average Project Size'!$F$7+M408*H408*'Average Project Size'!$F$8+N408*I408*'Average Project Size'!$F$10+O408*J408*'Average Project Size'!$F$9)/1000","v":2.1329747484080543E-2}]
[null,{"$f":"'Peak Identification'!B407","v":"GRVE T-132"},{"$f":"'Peak Identification'!D407","v":"S"},{"$f":"'Peak Identification'!E407","v":15},{"$f":"VLOOKUP($D409,'DER Output'!$S$17:$X$41,6,FALSE)","v":0.24675324675324678},{"$f":"IF($C409=\"S\",VLOOKUP($D409,'DER Output'!$S$18:$W$41,2,FALSE),VLOOKUP($D409,'DER Output'!$S$18:$W$41,3,FALSE))","v":0.57498529407079435},{"$f":"IF($C409=\"S\",VLOOKUP($D409,'DER Output'!$S$18:$W$41,4,FALSE),VLOOKUP($D409,'DER Output'!$S$18:$W$41,5,FALSE))","v":0.57498529407079435},{"$f":"IF($C409=\"S\",VLOOKUP($D409,'DER Output'!$S$18:$W$41,4,FALSE),VLOOKUP($D409,'DER Output'!$S$18:$W$41,5,FALSE))","v":0.57498529407079435},{"$f":"IF($C409=\"S\",VLOOKUP($D409,'DER Output'!$S$18:$W$41,4,FALSE),VLOOKUP($D409,'DER Output'!$S$18:$W$41,5,FALSE))","v":0.57498529407079435},{"$f":"IF($C409=\"S\",VLOOKUP($D409,'DER Output'!$S$18:$W$41,4,FALSE),VLOOKUP($D409,'DER Output'!$S$18:$W$41,5,FALSE))","v":0.57498529407079435},{"$f":"IFERROR(IF(OR(C409=\"S\",C409=\"D\"),VLOOKUP(B409,'Seasonal Customer Count'!$B:$I,4,FALSE),IF(C409=\"W\",VLOOKUP(B409,'Seasonal Customer Count'!$B:$P,12,FALSE),\"Check\")),0)","v":387},{"$f":"IFERROR(IF(OR(C409=\"S\",C409=\"D\"),VLOOKUP(B409,'Seasonal Customer Count'!$B:$P,5,FALSE),IF(C409=\"W\",VLOOKUP(B409,'Seasonal Customer Count'!$B:$P,13,FALSE),\"Check\")),0)","v":25},{"$f":"IFERROR(IF(OR(C409=\"S\",C409=\"D\"),VLOOKUP(B409,'Seasonal Customer Count'!$B:$P,6,FALSE),IF(C409=\"W\",VLOOKUP(B409,'Seasonal Customer Count'!$B:$P,14,FALSE),\"Check\")),0)","v":75},{"$f":"IFERROR(IF(OR(C409=\"S\",C409=\"D\"),VLOOKUP(B409,'Seasonal Customer Count'!$B:$P,7,FALSE),IF(C409=\"W\",VLOOKUP(B409,'Seasonal Customer Count'!$B:$P,15,FALSE),\"Check\")),0)","v":7},{"$f":"IFERROR(IF(OR(C409=\"S\",C409=\"D\"),VLOOKUP(B409,'Seasonal Customer Count'!$B:$P,8,FALSE),IF(C409=\"W\",VLOOKUP(B409,'Seasonal Customer Count'!$B:$P,16,FALSE),\"Check\")),0)","v":0},{"$f":"Summary!$D$8*(K409*'Average Project Size'!$F$6+L409*'Average Project Size'!$F$7+M409*'Average Project Size'!$F$8+N409*'Average Project Size'!$F$10+O409*'Average Project Size'!$F$9)/1000","v":5.0663181637057637E-2},{"$f":"Summary!$D$8*(K409*F409*'Average Project Size'!$F$6+L409*G409*'Average Project Size'!$F$7+M409*H409*'Average Project Size'!$F$8+N409*I409*'Average Project Size'!$F$10+O409*J409*'Average Project Size'!$F$9)/1000","v":2.9130584392145654E-2}]
[null,{"$f":"'Peak Identification'!B408","v":"GRVE T-133"},{"$f":"'Peak Identification'!D408","v":"S"},{"$f":"'Peak Identification'!E408","v":15},{"$f":"VLOOKUP($D410,'DER Output'!$S$17:$X$41,6,FALSE)","v":0.24675324675324678},{"$f":"IF($C410=\"S\",VLOOKUP($D410,'DER Output'!$S$18:$W$41,2,FALSE),VLOOKUP($D410,'DER Output'!$S$18:$W$41,3,FALSE))","v":0.57498529407079435},{"$f":"IF($C410=\"S\",VLOOKUP($D410,'DER Output'!$S$18:$W$41,4,FALSE),VLOOKUP($D410,'DER Output'!$S$18:$W$41,5,FALSE))","v":0.57498529407079435},{"$f":"IF($C410=\"S\",VLOOKUP($D410,'DER Output'!$S$18:$W$41,4,FALSE),VLOOKUP($D410,'DER Output'!$S$18:$W$41,5,FALSE))","v":0.57498529407079435},{"$f":"IF($C410=\"S\",VLOOKUP($D410,'DER Output'!$S$18:$W$41,4,FALSE),VLOOKUP($D410,'DER Output'!$S$18:$W$41,5,FALSE))","v":0.57498529407079435},{"$f":"IF($C410=\"S\",VLOOKUP($D410,'DER Output'!$S$18:$W$41,4,FALSE),VLOOKUP($D410,'DER Output'!$S$18:$W$41,5,FALSE))","v":0.57498529407079435},{"$f":"IFERROR(IF(OR(C410=\"S\",C410=\"D\"),VLOOKUP(B410,'Seasonal Customer Count'!$B:$I,4,FALSE),IF(C410=\"W\",VLOOKUP(B410,'Seasonal Customer Count'!$B:$P,12,FALSE),\"Check\")),0)","v":459},{"$f":"IFERROR(IF(OR(C410=\"S\",C410=\"D\"),VLOOKUP(B410,'Seasonal Customer Count'!$B:$P,5,FALSE),IF(C410=\"W\",VLOOKUP(B410,'Seasonal Customer Count'!$B:$P,13,FALSE),\"Check\")),0)","v":41},{"$f":"IFERROR(IF(OR(C410=\"S\",C410=\"D\"),VLOOKUP(B410,'Seasonal Customer Count'!$B:$P,6,FALSE),IF(C410=\"W\",VLOOKUP(B410,'Seasonal Customer Count'!$B:$P,14,FALSE),\"Check\")),0)","v":120},{"$f":"IFERROR(IF(OR(C410=\"S\",C410=\"D\"),VLOOKUP(B410,'Seasonal Customer Count'!$B:$P,7,FALSE),IF(C410=\"W\",VLOOKUP(B410,'Seasonal Customer Count'!$B:$P,15,FALSE),\"Check\")),0)","v":3},{"$f":"IFERROR(IF(OR(C410=\"S\",C410=\"D\"),VLOOKUP(B410,'Seasonal Customer Count'!$B:$P,8,FALSE),IF(C410=\"W\",VLOOKUP(B410,'Seasonal Customer Count'!$B:$P,16,FALSE),\"Check\")),0)","v":0},{"$f":"Summary!$D$8*(K410*'Average Project Size'!$F$6+L410*'Average Project Size'!$F$7+M410*'Average Project Size'!$F$8+N410*'Average Project Size'!$F$10+O410*'Average Project Size'!$F$9)/1000","v":5.069571674435417E-2},{"$f":"Summary!$D$8*(K410*F410*'Average Project Size'!$F$6+L410*G410*'Average Project Size'!$F$7+M410*H410*'Average Project Size'!$F$8+N410*I410*'Average Project Size'!$F$10+O410*J410*'Average Project Size'!$F$9)/1000","v":2.9149291600382182E-2}]
[null,{"$f":"'Peak Identification'!B409","v":"HALY11"},{"$f":"'Peak Identification'!D409","v":"W"},{"$f":"'Peak Identification'!E409","v":7},{"$f":"VLOOKUP($D411,'DER Output'!$S$17:$X$41,6,FALSE)","v":0},{"$f":"IF($C411=\"S\",VLOOKUP($D411,'DER Output'!$S$18:$W$41,2,FALSE),VLOOKUP($D411,'DER Output'!$S$18:$W$41,3,FALSE))","v":1.6354374218706029E-3},{"$f":"IF($C411=\"S\",VLOOKUP($D411,'DER Output'!$S$18:$W$41,4,FALSE),VLOOKUP($D411,'DER Output'!$S$18:$W$41,5,FALSE))","v":1.6354374218706029E-3},{"$f":"IF($C411=\"S\",VLOOKUP($D411,'DER Output'!$S$18:$W$41,4,FALSE),VLOOKUP($D411,'DER Output'!$S$18:$W$41,5,FALSE))","v":1.6354374218706029E-3},{"$f":"IF($C411=\"S\",VLOOKUP($D411,'DER Output'!$S$18:$W$41,4,FALSE),VLOOKUP($D411,'DER Output'!$S$18:$W$41,5,FALSE))","v":1.6354374218706029E-3},{"$f":"IF($C411=\"S\",VLOOKUP($D411,'DER Output'!$S$18:$W$41,4,FALSE),VLOOKUP($D411,'DER Output'!$S$18:$W$41,5,FALSE))","v":1.6354374218706029E-3},{"$f":"IFERROR(IF(OR(C411=\"S\",C411=\"D\"),VLOOKUP(B411,'Seasonal Customer Count'!$B:$I,4,FALSE),IF(C411=\"W\",VLOOKUP(B411,'Seasonal Customer Count'!$B:$P,12,FALSE),\"Check\")),0)","v":22},{"$f":"IFERROR(IF(OR(C411=\"S\",C411=\"D\"),VLOOKUP(B411,'Seasonal Customer Count'!$B:$P,5,FALSE),IF(C411=\"W\",VLOOKUP(B411,'Seasonal Customer Count'!$B:$P,13,FALSE),\"Check\")),0)","v":38},{"$f":"IFERROR(IF(OR(C411=\"S\",C411=\"D\"),VLOOKUP(B411,'Seasonal Customer Count'!$B:$P,6,FALSE),IF(C411=\"W\",VLOOKUP(B411,'Seasonal Customer Count'!$B:$P,14,FALSE),\"Check\")),0)","v":4},{"$f":"IFERROR(IF(OR(C411=\"S\",C411=\"D\"),VLOOKUP(B411,'Seasonal Customer Count'!$B:$P,7,FALSE),IF(C411=\"W\",VLOOKUP(B411,'Seasonal Customer Count'!$B:$P,15,FALSE),\"Check\")),0)","v":2},{"$f":"IFERROR(IF(OR(C411=\"S\",C411=\"D\"),VLOOKUP(B411,'Seasonal Customer Count'!$B:$P,8,FALSE),IF(C411=\"W\",VLOOKUP(B411,'Seasonal Customer Count'!$B:$P,16,FALSE),\"Check\")),0)","v":0},{"$f":"Summary!$D$8*(K411*'Average Project Size'!$F$6+L411*'Average Project Size'!$F$7+M411*'Average Project Size'!$F$8+N411*'Average Project Size'!$F$10+O411*'Average Project Size'!$F$9)/1000","v":1.022057357466708E-2},{"$f":"Summary!$D$8*(K411*F411*'Average Project Size'!$F$6+L411*G411*'Average Project Size'!$F$7+M411*H411*'Average Project Size'!$F$8+N411*I411*'Average Project Size'!$F$10+O411*J411*'Average Project Size'!$F$9)/1000","v":1.671510849699234E-5}]
[null,{"$f":"'Peak Identification'!B410","v":"HALY12"},{"$f":"'Peak Identification'!D410","v":"W"},{"$f":"'Peak Identification'!E410","v":7},{"$f":"VLOOKUP($D412,'DER Output'!$S$17:$X$41,6,FALSE)","v":0},{"$f":"IF($C412=\"S\",VLOOKUP($D412,'DER Output'!$S$18:$W$41,2,FALSE),VLOOKUP($D412,'DER Output'!$S$18:$W$41,3,FALSE))","v":1.6354374218706029E-3},{"$f":"IF($C412=\"S\",VLOOKUP($D412,'DER Output'!$S$18:$W$41,4,FALSE),VLOOKUP($D412,'DER Output'!$S$18:$W$41,5,FALSE))","v":1.6354374218706029E-3},{"$f":"IF($C412=\"S\",VLOOKUP($D412,'DER Output'!$S$18:$W$41,4,FALSE),VLOOKUP($D412,'DER Output'!$S$18:$W$41,5,FALSE))","v":1.6354374218706029E-3},{"$f":"IF($C412=\"S\",VLOOKUP($D412,'DER Output'!$S$18:$W$41,4,FALSE),VLOOKUP($D412,'DER Output'!$S$18:$W$41,5,FALSE))","v":1.6354374218706029E-3},{"$f":"IF($C412=\"S\",VLOOKUP($D412,'DER Output'!$S$18:$W$41,4,FALSE),VLOOKUP($D412,'DER Output'!$S$18:$W$41,5,FALSE))","v":1.6354374218706029E-3},{"$f":"IFERROR(IF(OR(C412=\"S\",C412=\"D\"),VLOOKUP(B412,'Seasonal Customer Count'!$B:$I,4,FALSE),IF(C412=\"W\",VLOOKUP(B412,'Seasonal Customer Count'!$B:$P,12,FALSE),\"Check\")),0)","v":22},{"$f":"IFERROR(IF(OR(C412=\"S\",C412=\"D\"),VLOOKUP(B412,'Seasonal Customer Count'!$B:$P,5,FALSE),IF(C412=\"W\",VLOOKUP(B412,'Seasonal Customer Count'!$B:$P,13,FALSE),\"Check\")),0)","v":38},{"$f":"IFERROR(IF(OR(C412=\"S\",C412=\"D\"),VLOOKUP(B412,'Seasonal Customer Count'!$B:$P,6,FALSE),IF(C412=\"W\",VLOOKUP(B412,'Seasonal Customer Count'!$B:$P,14,FALSE),\"Check\")),0)","v":4},{"$f":"IFERROR(IF(OR(C412=\"S\",C412=\"D\"),VLOOKUP(B412,'Seasonal Customer Count'!$B:$P,7,FALSE),IF(C412=\"W\",VLOOKUP(B412,'Seasonal Customer Count'!$B:$P,15,FALSE),\"Check\")),0)","v":2},{"$f":"IFERROR(IF(OR(C412=\"S\",C412=\"D\"),VLOOKUP(B412,'Seasonal Customer Count'!$B:$P,8,FALSE),IF(C412=\"W\",VLOOKUP(B412,'Seasonal Customer Count'!$B:$P,16,FALSE),\"Check\")),0)","v":0},{"$f":"Summary!$D$8*(K412*'Average Project Size'!$F$6+L412*'Average Project Size'!$F$7+M412*'Average Project Size'!$F$8+N412*'Average Project Size'!$F$10+O412*'Average Project Size'!$F$9)/1000","v":1.022057357466708E-2},{"$f":"Summary!$D$8*(K412*F412*'Average Project Size'!$F$6+L412*G412*'Average Project Size'!$F$7+M412*H412*'Average Project Size'!$F$8+N412*I412*'Average Project Size'!$F$10+O412*J412*'Average Project Size'!$F$9)/1000","v":1.671510849699234E-5}]
[null,{"$f":"'Peak Identification'!B411","v":"HALY13"},{"$f":"'Peak Identification'!D411","v":"W"},{"$f":"'Peak Identification'!E411","v":8},{"$f":"VLOOKUP($D413,'DER Output'!$S$17:$X$41,6,FALSE)","v":0},{"$f":"IF($C413=\"S\",VLOOKUP($D413,'DER Output'!$S$18:$W$41,2,FALSE),VLOOKUP($D413,'DER Output'!$S$18:$W$41,3,FALSE))","v":2.4357194050013426E-2},{"$f":"IF($C413=\"S\",VLOOKUP($D413,'DER Output'!$S$18:$W$41,4,FALSE),VLOOKUP($D413,'DER Output'!$S$18:$W$41,5,FALSE))","v":2.4357194050013426E-2},{"$f":"IF($C413=\"S\",VLOOKUP($D413,'DER Output'!$S$18:$W$41,4,FALSE),VLOOKUP($D413,'DER Output'!$S$18:$W$41,5,FALSE))","v":2.4357194050013426E-2},{"$f":"IF($C413=\"S\",VLOOKUP($D413,'DER Output'!$S$18:$W$41,4,FALSE),VLOOKUP($D413,'DER Output'!$S$18:$W$41,5,FALSE))","v":2.4357194050013426E-2},{"$f":"IF($C413=\"S\",VLOOKUP($D413,'DER Output'!$S$18:$W$41,4,FALSE),VLOOKUP($D413,'DER Output'!$S$18:$W$41,5,FALSE))","v":2.4357194050013426E-2},{"$f":"IFERROR(IF(OR(C413=\"S\",C413=\"D\"),VLOOKUP(B413,'Seasonal Customer Count'!$B:$I,4,FALSE),IF(C413=\"W\",VLOOKUP(B413,'Seasonal Customer Count'!$B:$P,12,FALSE),\"Check\")),0)","v":0},{"$f":"IFERROR(IF(OR(C413=\"S\",C413=\"D\"),VLOOKUP(B413,'Seasonal Customer Count'!$B:$P,5,FALSE),IF(C413=\"W\",VLOOKUP(B413,'Seasonal Customer Count'!$B:$P,13,FALSE),\"Check\")),0)","v":0},{"$f":"IFERROR(IF(OR(C413=\"S\",C413=\"D\"),VLOOKUP(B413,'Seasonal Customer Count'!$B:$P,6,FALSE),IF(C413=\"W\",VLOOKUP(B413,'Seasonal Customer Count'!$B:$P,14,FALSE),\"Check\")),0)","v":0},{"$f":"IFERROR(IF(OR(C413=\"S\",C413=\"D\"),VLOOKUP(B413,'Seasonal Customer Count'!$B:$P,7,FALSE),IF(C413=\"W\",VLOOKUP(B413,'Seasonal Customer Count'!$B:$P,15,FALSE),\"Check\")),0)","v":0},{"$f":"IFERROR(IF(OR(C413=\"S\",C413=\"D\"),VLOOKUP(B413,'Seasonal Customer Count'!$B:$P,8,FALSE),IF(C413=\"W\",VLOOKUP(B413,'Seasonal Customer Count'!$B:$P,16,FALSE),\"Check\")),0)","v":0},{"$f":"Summary!$D$8*(K413*'Average Project Size'!$F$6+L413*'Average Project Size'!$F$7+M413*'Average Project Size'!$F$8+N413*'Average Project Size'!$F$10+O413*'Average Project Size'!$F$9)/1000","v":0},{"$f":"Summary!$D$8*(K413*F413*'Average Project Size'!$F$6+L413*G413*'Average Project Size'!$F$7+M413*H413*'Average Project Size'!$F$8+N413*I413*'Average Project Size'!$F$10+O413*J413*'Average Project Size'!$F$9)/1000","v":0}]
[null,{"$f":"'Peak Identification'!B412","v":"HALY14"},{"$f":"'Peak Identification'!D412","v":"W"},{"$f":"'Peak Identification'!E412","v":18},{"$f":"VLOOKUP($D414,'DER Output'!$S$17:$X$41,6,FALSE)","v":0.16032398020038169},{"$f":"IF($C414=\"S\",VLOOKUP($D414,'DER Output'!$S$18:$W$41,2,FALSE),VLOOKUP($D414,'DER Output'!$S$18:$W$41,3,FALSE))","v":5.535976984247182E-4},{"$f":"IF($C414=\"S\",VLOOKUP($D414,'DER Output'!$S$18:$W$41,4,FALSE),VLOOKUP($D414,'DER Output'!$S$18:$W$41,5,FALSE))","v":5.535976984247182E-4},{"$f":"IF($C414=\"S\",VLOOKUP($D414,'DER Output'!$S$18:$W$41,4,FALSE),VLOOKUP($D414,'DER Output'!$S$18:$W$41,5,FALSE))","v":5.535976984247182E-4},{"$f":"IF($C414=\"S\",VLOOKUP($D414,'DER Output'!$S$18:$W$41,4,FALSE),VLOOKUP($D414,'DER Output'!$S$18:$W$41,5,FALSE))","v":5.535976984247182E-4},{"$f":"IF($C414=\"S\",VLOOKUP($D414,'DER Output'!$S$18:$W$41,4,FALSE),VLOOKUP($D414,'DER Output'!$S$18:$W$41,5,FALSE))","v":5.535976984247182E-4},{"$f":"IFERROR(IF(OR(C414=\"S\",C414=\"D\"),VLOOKUP(B414,'Seasonal Customer Count'!$B:$I,4,FALSE),IF(C414=\"W\",VLOOKUP(B414,'Seasonal Customer Count'!$B:$P,12,FALSE),\"Check\")),0)","v":16},{"$f":"IFERROR(IF(OR(C414=\"S\",C414=\"D\"),VLOOKUP(B414,'Seasonal Customer Count'!$B:$P,5,FALSE),IF(C414=\"W\",VLOOKUP(B414,'Seasonal Customer Count'!$B:$P,13,FALSE),\"Check\")),0)","v":14},{"$f":"IFERROR(IF(OR(C414=\"S\",C414=\"D\"),VLOOKUP(B414,'Seasonal Customer Count'!$B:$P,6,FALSE),IF(C414=\"W\",VLOOKUP(B414,'Seasonal Customer Count'!$B:$P,14,FALSE),\"Check\")),0)","v":0},{"$f":"IFERROR(IF(OR(C414=\"S\",C414=\"D\"),VLOOKUP(B414,'Seasonal Customer Count'!$B:$P,7,FALSE),IF(C414=\"W\",VLOOKUP(B414,'Seasonal Customer Count'!$B:$P,15,FALSE),\"Check\")),0)","v":0},{"$f":"IFERROR(IF(OR(C414=\"S\",C414=\"D\"),VLOOKUP(B414,'Seasonal Customer Count'!$B:$P,8,FALSE),IF(C414=\"W\",VLOOKUP(B414,'Seasonal Customer Count'!$B:$P,16,FALSE),\"Check\")),0)","v":0},{"$f":"Summary!$D$8*(K414*'Average Project Size'!$F$6+L414*'Average Project Size'!$F$7+M414*'Average Project Size'!$F$8+N414*'Average Project Size'!$F$10+O414*'Average Project Size'!$F$9)/1000","v":1.6628133525431231E-3},{"$f":"Summary!$D$8*(K414*F414*'Average Project Size'!$F$6+L414*G414*'Average Project Size'!$F$7+M414*H414*'Average Project Size'!$F$8+N414*I414*'Average Project Size'!$F$10+O414*J414*'Average Project Size'!$F$9)/1000","v":9.2052964487776264E-7}]
[null,{"$f":"'Peak Identification'!B413","v":"HALY15"},{"$f":"'Peak Identification'!D413","v":"W"},{"$f":"'Peak Identification'!E413","v":8},{"$f":"VLOOKUP($D415,'DER Output'!$S$17:$X$41,6,FALSE)","v":0},{"$f":"IF($C415=\"S\",VLOOKUP($D415,'DER Output'!$S$18:$W$41,2,FALSE),VLOOKUP($D415,'DER Output'!$S$18:$W$41,3,FALSE))","v":2.4357194050013426E-2},{"$f":"IF($C415=\"S\",VLOOKUP($D415,'DER Output'!$S$18:$W$41,4,FALSE),VLOOKUP($D415,'DER Output'!$S$18:$W$41,5,FALSE))","v":2.4357194050013426E-2},{"$f":"IF($C415=\"S\",VLOOKUP($D415,'DER Output'!$S$18:$W$41,4,FALSE),VLOOKUP($D415,'DER Output'!$S$18:$W$41,5,FALSE))","v":2.4357194050013426E-2},{"$f":"IF($C415=\"S\",VLOOKUP($D415,'DER Output'!$S$18:$W$41,4,FALSE),VLOOKUP($D415,'DER Output'!$S$18:$W$41,5,FALSE))","v":2.4357194050013426E-2},{"$f":"IF($C415=\"S\",VLOOKUP($D415,'DER Output'!$S$18:$W$41,4,FALSE),VLOOKUP($D415,'DER Output'!$S$18:$W$41,5,FALSE))","v":2.4357194050013426E-2},{"$f":"IFERROR(IF(OR(C415=\"S\",C415=\"D\"),VLOOKUP(B415,'Seasonal Customer Count'!$B:$I,4,FALSE),IF(C415=\"W\",VLOOKUP(B415,'Seasonal Customer Count'!$B:$P,12,FALSE),\"Check\")),0)","v":16},{"$f":"IFERROR(IF(OR(C415=\"S\",C415=\"D\"),VLOOKUP(B415,'Seasonal Customer Count'!$B:$P,5,FALSE),IF(C415=\"W\",VLOOKUP(B415,'Seasonal Customer Count'!$B:$P,13,FALSE),\"Check\")),0)","v":14},{"$f":"IFERROR(IF(OR(C415=\"S\",C415=\"D\"),VLOOKUP(B415,'Seasonal Customer Count'!$B:$P,6,FALSE),IF(C415=\"W\",VLOOKUP(B415,'Seasonal Customer Count'!$B:$P,14,FALSE),\"Check\")),0)","v":0},{"$f":"IFERROR(IF(OR(C415=\"S\",C415=\"D\"),VLOOKUP(B415,'Seasonal Customer Count'!$B:$P,7,FALSE),IF(C415=\"W\",VLOOKUP(B415,'Seasonal Customer Count'!$B:$P,15,FALSE),\"Check\")),0)","v":0},{"$f":"IFERROR(IF(OR(C415=\"S\",C415=\"D\"),VLOOKUP(B415,'Seasonal Customer Count'!$B:$P,8,FALSE),IF(C415=\"W\",VLOOKUP(B415,'Seasonal Customer Count'!$B:$P,16,FALSE),\"Check\")),0)","v":0},{"$f":"Summary!$D$8*(K415*'Average Project Size'!$F$6+L415*'Average Project Size'!$F$7+M415*'Average Project Size'!$F$8+N415*'Average Project Size'!$F$10+O415*'Average Project Size'!$F$9)/1000","v":1.6628133525431231E-3},{"$f":"Summary!$D$8*(K415*F415*'Average Project Size'!$F$6+L415*G415*'Average Project Size'!$F$7+M415*H415*'Average Project Size'!$F$8+N415*I415*'Average Project Size'!$F$10+O415*J415*'Average Project Size'!$F$9)/1000","v":4.0501467496846238E-5}]
[null,{"$f":"'Peak Identification'!B414","v":"HALY T-131"},{"$f":"'Peak Identification'!D414","v":"W"},{"$f":"'Peak Identification'!E414","v":8},{"$f":"VLOOKUP($D416,'DER Output'!$S$17:$X$41,6,FALSE)","v":0},{"$f":"IF($C416=\"S\",VLOOKUP($D416,'DER Output'!$S$18:$W$41,2,FALSE),VLOOKUP($D416,'DER Output'!$S$18:$W$41,3,FALSE))","v":2.4357194050013426E-2},{"$f":"IF($C416=\"S\",VLOOKUP($D416,'DER Output'!$S$18:$W$41,4,FALSE),VLOOKUP($D416,'DER Output'!$S$18:$W$41,5,FALSE))","v":2.4357194050013426E-2},{"$f":"IF($C416=\"S\",VLOOKUP($D416,'DER Output'!$S$18:$W$41,4,FALSE),VLOOKUP($D416,'DER Output'!$S$18:$W$41,5,FALSE))","v":2.4357194050013426E-2},{"$f":"IF($C416=\"S\",VLOOKUP($D416,'DER Output'!$S$18:$W$41,4,FALSE),VLOOKUP($D416,'DER Output'!$S$18:$W$41,5,FALSE))","v":2.4357194050013426E-2},{"$f":"IF($C416=\"S\",VLOOKUP($D416,'DER Output'!$S$18:$W$41,4,FALSE),VLOOKUP($D416,'DER Output'!$S$18:$W$41,5,FALSE))","v":2.4357194050013426E-2},{"$f":"IFERROR(IF(OR(C416=\"S\",C416=\"D\"),VLOOKUP(B416,'Seasonal Customer Count'!$B:$I,4,FALSE),IF(C416=\"W\",VLOOKUP(B416,'Seasonal Customer Count'!$B:$P,12,FALSE),\"Check\")),0)","v":0},{"$f":"IFERROR(IF(OR(C416=\"S\",C416=\"D\"),VLOOKUP(B416,'Seasonal Customer Count'!$B:$P,5,FALSE),IF(C416=\"W\",VLOOKUP(B416,'Seasonal Customer Count'!$B:$P,13,FALSE),\"Check\")),0)","v":0},{"$f":"IFERROR(IF(OR(C416=\"S\",C416=\"D\"),VLOOKUP(B416,'Seasonal Customer Count'!$B:$P,6,FALSE),IF(C416=\"W\",VLOOKUP(B416,'Seasonal Customer Count'!$B:$P,14,FALSE),\"Check\")),0)","v":0},{"$f":"IFERROR(IF(OR(C416=\"S\",C416=\"D\"),VLOOKUP(B416,'Seasonal Customer Count'!$B:$P,7,FALSE),IF(C416=\"W\",VLOOKUP(B416,'Seasonal Customer Count'!$B:$P,15,FALSE),\"Check\")),0)","v":0},{"$f":"IFERROR(IF(OR(C416=\"S\",C416=\"D\"),VLOOKUP(B416,'Seasonal Customer Count'!$B:$P,8,FALSE),IF(C416=\"W\",VLOOKUP(B416,'Seasonal Customer Count'!$B:$P,16,FALSE),\"Check\")),0)","v":0},{"$f":"Summary!$D$8*(K416*'Average Project Size'!$F$6+L416*'Average Project Size'!$F$7+M416*'Average Project Size'!$F$8+N416*'Average Project Size'!$F$10+O416*'Average Project Size'!$F$9)/1000","v":0},{"$f":"Summary!$D$8*(K416*F416*'Average Project Size'!$F$6+L416*G416*'Average Project Size'!$F$7+M416*H416*'Average Project Size'!$F$8+N416*I416*'Average Project Size'!$F$10+O416*J416*'Average Project Size'!$F$9)/1000","v":0}]
[null,{"$f":"'Peak Identification'!B415","v":"HAVN41"},{"$f":"'Peak Identification'!D415","v":"S"},{"$f":"'Peak Identification'!E415","v":16},{"$f":"VLOOKUP($D417,'DER Output'!$S$17:$X$41,6,FALSE)","v":0.22644022312513051},{"$f":"IF($C417=\"S\",VLOOKUP($D417,'DER Output'!$S$18:$W$41,2,FALSE),VLOOKUP($D417,'DER Output'!$S$18:$W$41,3,FALSE))","v":0.44781407722569133},{"$f":"IF($C417=\"S\",VLOOKUP($D417,'DER Output'!$S$18:$W$41,4,FALSE),VLOOKUP($D417,'DER Output'!$S$18:$W$41,5,FALSE))","v":0.44781407722569133},{"$f":"IF($C417=\"S\",VLOOKUP($D417,'DER Output'!$S$18:$W$41,4,FALSE),VLOOKUP($D417,'DER Output'!$S$18:$W$41,5,FALSE))","v":0.44781407722569133},{"$f":"IF($C417=\"S\",VLOOKUP($D417,'DER Output'!$S$18:$W$41,4,FALSE),VLOOKUP($D417,'DER Output'!$S$18:$W$41,5,FALSE))","v":0.44781407722569133},{"$f":"IF($C417=\"S\",VLOOKUP($D417,'DER Output'!$S$18:$W$41,4,FALSE),VLOOKUP($D417,'DER Output'!$S$18:$W$41,5,FALSE))","v":0.44781407722569133},{"$f":"IFERROR(IF(OR(C417=\"S\",C417=\"D\"),VLOOKUP(B417,'Seasonal Customer Count'!$B:$I,4,FALSE),IF(C417=\"W\",VLOOKUP(B417,'Seasonal Customer Count'!$B:$P,12,FALSE),\"Check\")),0)","v":54},{"$f":"IFERROR(IF(OR(C417=\"S\",C417=\"D\"),VLOOKUP(B417,'Seasonal Customer Count'!$B:$P,5,FALSE),IF(C417=\"W\",VLOOKUP(B417,'Seasonal Customer Count'!$B:$P,13,FALSE),\"Check\")),0)","v":5},{"$f":"IFERROR(IF(OR(C417=\"S\",C417=\"D\"),VLOOKUP(B417,'Seasonal Customer Count'!$B:$P,6,FALSE),IF(C417=\"W\",VLOOKUP(B417,'Seasonal Customer Count'!$B:$P,14,FALSE),\"Check\")),0)","v":6},{"$f":"IFERROR(IF(OR(C417=\"S\",C417=\"D\"),VLOOKUP(B417,'Seasonal Customer Count'!$B:$P,7,FALSE),IF(C417=\"W\",VLOOKUP(B417,'Seasonal Customer Count'!$B:$P,15,FALSE),\"Check\")),0)","v":0},{"$f":"IFERROR(IF(OR(C417=\"S\",C417=\"D\"),VLOOKUP(B417,'Seasonal Customer Count'!$B:$P,8,FALSE),IF(C417=\"W\",VLOOKUP(B417,'Seasonal Customer Count'!$B:$P,16,FALSE),\"Check\")),0)","v":20},{"$f":"Summary!$D$8*(K417*'Average Project Size'!$F$6+L417*'Average Project Size'!$F$7+M417*'Average Project Size'!$F$8+N417*'Average Project Size'!$F$10+O417*'Average Project Size'!$F$9)/1000","v":1.6265565080688962E-2},{"$f":"Summary!$D$8*(K417*F417*'Average Project Size'!$F$6+L417*G417*'Average Project Size'!$F$7+M417*H417*'Average Project Size'!$F$8+N417*I417*'Average Project Size'!$F$10+O417*J417*'Average Project Size'!$F$9)/1000","v":7.2839490171631551E-3}]
[null,{"$f":"'Peak Identification'!B416","v":"HAVN42"},{"$f":"'Peak Identification'!D416","v":"S"},{"$f":"'Peak Identification'!E416","v":17},{"$f":"VLOOKUP($D418,'DER Output'!$S$17:$X$41,6,FALSE)","v":0.19174838710475617},{"$f":"IF($C418=\"S\",VLOOKUP($D418,'DER Output'!$S$18:$W$41,2,FALSE),VLOOKUP($D418,'DER Output'!$S$18:$W$41,3,FALSE))","v":0.30300399777640191},{"$f":"IF($C418=\"S\",VLOOKUP($D418,'DER Output'!$S$18:$W$41,4,FALSE),VLOOKUP($D418,'DER Output'!$S$18:$W$41,5,FALSE))","v":0.30300399777640191},{"$f":"IF($C418=\"S\",VLOOKUP($D418,'DER Output'!$S$18:$W$41,4,FALSE),VLOOKUP($D418,'DER Output'!$S$18:$W$41,5,FALSE))","v":0.30300399777640191},{"$f":"IF($C418=\"S\",VLOOKUP($D418,'DER Output'!$S$18:$W$41,4,FALSE),VLOOKUP($D418,'DER Output'!$S$18:$W$41,5,FALSE))","v":0.30300399777640191},{"$f":"IF($C418=\"S\",VLOOKUP($D418,'DER Output'!$S$18:$W$41,4,FALSE),VLOOKUP($D418,'DER Output'!$S$18:$W$41,5,FALSE))","v":0.30300399777640191},{"$f":"IFERROR(IF(OR(C418=\"S\",C418=\"D\"),VLOOKUP(B418,'Seasonal Customer Count'!$B:$I,4,FALSE),IF(C418=\"W\",VLOOKUP(B418,'Seasonal Customer Count'!$B:$P,12,FALSE),\"Check\")),0)","v":51},{"$f":"IFERROR(IF(OR(C418=\"S\",C418=\"D\"),VLOOKUP(B418,'Seasonal Customer Count'!$B:$P,5,FALSE),IF(C418=\"W\",VLOOKUP(B418,'Seasonal Customer Count'!$B:$P,13,FALSE),\"Check\")),0)","v":22},{"$f":"IFERROR(IF(OR(C418=\"S\",C418=\"D\"),VLOOKUP(B418,'Seasonal Customer Count'!$B:$P,6,FALSE),IF(C418=\"W\",VLOOKUP(B418,'Seasonal Customer Count'!$B:$P,14,FALSE),\"Check\")),0)","v":21},{"$f":"IFERROR(IF(OR(C418=\"S\",C418=\"D\"),VLOOKUP(B418,'Seasonal Customer Count'!$B:$P,7,FALSE),IF(C418=\"W\",VLOOKUP(B418,'Seasonal Customer Count'!$B:$P,15,FALSE),\"Check\")),0)","v":0},{"$f":"IFERROR(IF(OR(C418=\"S\",C418=\"D\"),VLOOKUP(B418,'Seasonal Customer Count'!$B:$P,8,FALSE),IF(C418=\"W\",VLOOKUP(B418,'Seasonal Customer Count'!$B:$P,16,FALSE),\"Check\")),0)","v":60},{"$f":"Summary!$D$8*(K418*'Average Project Size'!$F$6+L418*'Average Project Size'!$F$7+M418*'Average Project Size'!$F$8+N418*'Average Project Size'!$F$10+O418*'Average Project Size'!$F$9)/1000","v":4.5414111617648939E-2},{"$f":"Summary!$D$8*(K418*F418*'Average Project Size'!$F$6+L418*G418*'Average Project Size'!$F$7+M418*H418*'Average Project Size'!$F$8+N418*I418*'Average Project Size'!$F$10+O418*J418*'Average Project Size'!$F$9)/1000","v":1.3760657375611366E-2}]
[null,{"$f":"'Peak Identification'!B417","v":"HAVN T-131"},{"$f":"'Peak Identification'!D417","v":"S"},{"$f":"'Peak Identification'!E417","v":21},{"$f":"VLOOKUP($D419,'DER Output'!$S$17:$X$41,6,FALSE)","v":0},{"$f":"IF($C419=\"S\",VLOOKUP($D419,'DER Output'!$S$18:$W$41,2,FALSE),VLOOKUP($D419,'DER Output'!$S$18:$W$41,3,FALSE))","v":9.5068228432060471E-4},{"$f":"IF($C419=\"S\",VLOOKUP($D419,'DER Output'!$S$18:$W$41,4,FALSE),VLOOKUP($D419,'DER Output'!$S$18:$W$41,5,FALSE))","v":9.5068228432060471E-4},{"$f":"IF($C419=\"S\",VLOOKUP($D419,'DER Output'!$S$18:$W$41,4,FALSE),VLOOKUP($D419,'DER Output'!$S$18:$W$41,5,FALSE))","v":9.5068228432060471E-4},{"$f":"IF($C419=\"S\",VLOOKUP($D419,'DER Output'!$S$18:$W$41,4,FALSE),VLOOKUP($D419,'DER Output'!$S$18:$W$41,5,FALSE))","v":9.5068228432060471E-4},{"$f":"IF($C419=\"S\",VLOOKUP($D419,'DER Output'!$S$18:$W$41,4,FALSE),VLOOKUP($D419,'DER Output'!$S$18:$W$41,5,FALSE))","v":9.5068228432060471E-4},{"$f":"IFERROR(IF(OR(C419=\"S\",C419=\"D\"),VLOOKUP(B419,'Seasonal Customer Count'!$B:$I,4,FALSE),IF(C419=\"W\",VLOOKUP(B419,'Seasonal Customer Count'!$B:$P,12,FALSE),\"Check\")),0)","v":105},{"$f":"IFERROR(IF(OR(C419=\"S\",C419=\"D\"),VLOOKUP(B419,'Seasonal Customer Count'!$B:$P,5,FALSE),IF(C419=\"W\",VLOOKUP(B419,'Seasonal Customer Count'!$B:$P,13,FALSE),\"Check\")),0)","v":27},{"$f":"IFERROR(IF(OR(C419=\"S\",C419=\"D\"),VLOOKUP(B419,'Seasonal Customer Count'!$B:$P,6,FALSE),IF(C419=\"W\",VLOOKUP(B419,'Seasonal Customer Count'!$B:$P,14,FALSE),\"Check\")),0)","v":27},{"$f":"IFERROR(IF(OR(C419=\"S\",C419=\"D\"),VLOOKUP(B419,'Seasonal Customer Count'!$B:$P,7,FALSE),IF(C419=\"W\",VLOOKUP(B419,'Seasonal Customer Count'!$B:$P,15,FALSE),\"Check\")),0)","v":0},{"$f":"IFERROR(IF(OR(C419=\"S\",C419=\"D\"),VLOOKUP(B419,'Seasonal Customer Count'!$B:$P,8,FALSE),IF(C419=\"W\",VLOOKUP(B419,'Seasonal Customer Count'!$B:$P,16,FALSE),\"Check\")),0)","v":80},{"$f":"Summary!$D$8*(K419*'Average Project Size'!$F$6+L419*'Average Project Size'!$F$7+M419*'Average Project Size'!$F$8+N419*'Average Project Size'!$F$10+O419*'Average Project Size'!$F$9)/1000","v":6.1679676698337904E-2},{"$f":"Summary!$D$8*(K419*F419*'Average Project Size'!$F$6+L419*G419*'Average Project Size'!$F$7+M419*H419*'Average Project Size'!$F$8+N419*I419*'Average Project Size'!$F$10+O419*J419*'Average Project Size'!$F$9)/1000","v":5.8637775939732241E-5}]
[null,{"$f":"'Peak Identification'!B418","v":"HAVN T-132"},{"$f":"'Peak Identification'!D418","v":"S"},{"$f":"'Peak Identification'!E418","v":20},{"$f":"VLOOKUP($D420,'DER Output'!$S$17:$X$41,6,FALSE)","v":2.7072953014838841E-3},{"$f":"IF($C420=\"S\",VLOOKUP($D420,'DER Output'!$S$18:$W$41,2,FALSE),VLOOKUP($D420,'DER Output'!$S$18:$W$41,3,FALSE))","v":2.0294966704587497E-2},{"$f":"IF($C420=\"S\",VLOOKUP($D420,'DER Output'!$S$18:$W$41,4,FALSE),VLOOKUP($D420,'DER Output'!$S$18:$W$41,5,FALSE))","v":2.0294966704587497E-2},{"$f":"IF($C420=\"S\",VLOOKUP($D420,'DER Output'!$S$18:$W$41,4,FALSE),VLOOKUP($D420,'DER Output'!$S$18:$W$41,5,FALSE))","v":2.0294966704587497E-2},{"$f":"IF($C420=\"S\",VLOOKUP($D420,'DER Output'!$S$18:$W$41,4,FALSE),VLOOKUP($D420,'DER Output'!$S$18:$W$41,5,FALSE))","v":2.0294966704587497E-2},{"$f":"IF($C420=\"S\",VLOOKUP($D420,'DER Output'!$S$18:$W$41,4,FALSE),VLOOKUP($D420,'DER Output'!$S$18:$W$41,5,FALSE))","v":2.0294966704587497E-2},{"$f":"IFERROR(IF(OR(C420=\"S\",C420=\"D\"),VLOOKUP(B420,'Seasonal Customer Count'!$B:$I,4,FALSE),IF(C420=\"W\",VLOOKUP(B420,'Seasonal Customer Count'!$B:$P,12,FALSE),\"Check\")),0)","v":0},{"$f":"IFERROR(IF(OR(C420=\"S\",C420=\"D\"),VLOOKUP(B420,'Seasonal Customer Count'!$B:$P,5,FALSE),IF(C420=\"W\",VLOOKUP(B420,'Seasonal Customer Count'!$B:$P,13,FALSE),\"Check\")),0)","v":0},{"$f":"IFERROR(IF(OR(C420=\"S\",C420=\"D\"),VLOOKUP(B420,'Seasonal Customer Count'!$B:$P,6,FALSE),IF(C420=\"W\",VLOOKUP(B420,'Seasonal Customer Count'!$B:$P,14,FALSE),\"Check\")),0)","v":0},{"$f":"IFERROR(IF(OR(C420=\"S\",C420=\"D\"),VLOOKUP(B420,'Seasonal Customer Count'!$B:$P,7,FALSE),IF(C420=\"W\",VLOOKUP(B420,'Seasonal Customer Count'!$B:$P,15,FALSE),\"Check\")),0)","v":0},{"$f":"IFERROR(IF(OR(C420=\"S\",C420=\"D\"),VLOOKUP(B420,'Seasonal Customer Count'!$B:$P,8,FALSE),IF(C420=\"W\",VLOOKUP(B420,'Seasonal Customer Count'!$B:$P,16,FALSE),\"Check\")),0)","v":0},{"$f":"Summary!$D$8*(K420*'Average Project Size'!$F$6+L420*'Average Project Size'!$F$7+M420*'Average Project Size'!$F$8+N420*'Average Project Size'!$F$10+O420*'Average Project Size'!$F$9)/1000","v":0},{"$f":"Summary!$D$8*(K420*F420*'Average Project Size'!$F$6+L420*G420*'Average Project Size'!$F$7+M420*H420*'Average Project Size'!$F$8+N420*I420*'Average Project Size'!$F$10+O420*J420*'Average Project Size'!$F$9)/1000","v":0}]
[null,{"$f":"'Peak Identification'!B419","v":"HBND32"},{"$f":"'Peak Identification'!D419","v":"W"},{"$f":"'Peak Identification'!E419","v":8},{"$f":"VLOOKUP($D421,'DER Output'!$S$17:$X$41,6,FALSE)","v":0},{"$f":"IF($C421=\"S\",VLOOKUP($D421,'DER Output'!$S$18:$W$41,2,FALSE),VLOOKUP($D421,'DER Output'!$S$18:$W$41,3,FALSE))","v":2.4357194050013426E-2},{"$f":"IF($C421=\"S\",VLOOKUP($D421,'DER Output'!$S$18:$W$41,4,FALSE),VLOOKUP($D421,'DER Output'!$S$18:$W$41,5,FALSE))","v":2.4357194050013426E-2},{"$f":"IF($C421=\"S\",VLOOKUP($D421,'DER Output'!$S$18:$W$41,4,FALSE),VLOOKUP($D421,'DER Output'!$S$18:$W$41,5,FALSE))","v":2.4357194050013426E-2},{"$f":"IF($C421=\"S\",VLOOKUP($D421,'DER Output'!$S$18:$W$41,4,FALSE),VLOOKUP($D421,'DER Output'!$S$18:$W$41,5,FALSE))","v":2.4357194050013426E-2},{"$f":"IF($C421=\"S\",VLOOKUP($D421,'DER Output'!$S$18:$W$41,4,FALSE),VLOOKUP($D421,'DER Output'!$S$18:$W$41,5,FALSE))","v":2.4357194050013426E-2},{"$f":"IFERROR(IF(OR(C421=\"S\",C421=\"D\"),VLOOKUP(B421,'Seasonal Customer Count'!$B:$I,4,FALSE),IF(C421=\"W\",VLOOKUP(B421,'Seasonal Customer Count'!$B:$P,12,FALSE),\"Check\")),0)","v":0},{"$f":"IFERROR(IF(OR(C421=\"S\",C421=\"D\"),VLOOKUP(B421,'Seasonal Customer Count'!$B:$P,5,FALSE),IF(C421=\"W\",VLOOKUP(B421,'Seasonal Customer Count'!$B:$P,13,FALSE),\"Check\")),0)","v":0},{"$f":"IFERROR(IF(OR(C421=\"S\",C421=\"D\"),VLOOKUP(B421,'Seasonal Customer Count'!$B:$P,6,FALSE),IF(C421=\"W\",VLOOKUP(B421,'Seasonal Customer Count'!$B:$P,14,FALSE),\"Check\")),0)","v":0},{"$f":"IFERROR(IF(OR(C421=\"S\",C421=\"D\"),VLOOKUP(B421,'Seasonal Customer Count'!$B:$P,7,FALSE),IF(C421=\"W\",VLOOKUP(B421,'Seasonal Customer Count'!$B:$P,15,FALSE),\"Check\")),0)","v":0},{"$f":"IFERROR(IF(OR(C421=\"S\",C421=\"D\"),VLOOKUP(B421,'Seasonal Customer Count'!$B:$P,8,FALSE),IF(C421=\"W\",VLOOKUP(B421,'Seasonal Customer Count'!$B:$P,16,FALSE),\"Check\")),0)","v":0},{"$f":"Summary!$D$8*(K421*'Average Project Size'!$F$6+L421*'Average Project Size'!$F$7+M421*'Average Project Size'!$F$8+N421*'Average Project Size'!$F$10+O421*'Average Project Size'!$F$9)/1000","v":0},{"$f":"Summary!$D$8*(K421*F421*'Average Project Size'!$F$6+L421*G421*'Average Project Size'!$F$7+M421*H421*'Average Project Size'!$F$8+N421*I421*'Average Project Size'!$F$10+O421*J421*'Average Project Size'!$F$9)/1000","v":0}]
[null,{"$f":"'Peak Identification'!B420","v":"HBND33"},{"$f":"'Peak Identification'!D420","v":"W"},{"$f":"'Peak Identification'!E420","v":21},{"$f":"VLOOKUP($D422,'DER Output'!$S$17:$X$41,6,FALSE)","v":0},{"$f":"IF($C422=\"S\",VLOOKUP($D422,'DER Output'!$S$18:$W$41,2,FALSE),VLOOKUP($D422,'DER Output'!$S$18:$W$41,3,FALSE))","v":2.2591428871994025E-4},{"$f":"IF($C422=\"S\",VLOOKUP($D422,'DER Output'!$S$18:$W$41,4,FALSE),VLOOKUP($D422,'DER Output'!$S$18:$W$41,5,FALSE))","v":2.2591428871994025E-4},{"$f":"IF($C422=\"S\",VLOOKUP($D422,'DER Output'!$S$18:$W$41,4,FALSE),VLOOKUP($D422,'DER Output'!$S$18:$W$41,5,FALSE))","v":2.2591428871994025E-4},{"$f":"IF($C422=\"S\",VLOOKUP($D422,'DER Output'!$S$18:$W$41,4,FALSE),VLOOKUP($D422,'DER Output'!$S$18:$W$41,5,FALSE))","v":2.2591428871994025E-4},{"$f":"IF($C422=\"S\",VLOOKUP($D422,'DER Output'!$S$18:$W$41,4,FALSE),VLOOKUP($D422,'DER Output'!$S$18:$W$41,5,FALSE))","v":2.2591428871994025E-4},{"$f":"IFERROR(IF(OR(C422=\"S\",C422=\"D\"),VLOOKUP(B422,'Seasonal Customer Count'!$B:$I,4,FALSE),IF(C422=\"W\",VLOOKUP(B422,'Seasonal Customer Count'!$B:$P,12,FALSE),\"Check\")),0)","v":0},{"$f":"IFERROR(IF(OR(C422=\"S\",C422=\"D\"),VLOOKUP(B422,'Seasonal Customer Count'!$B:$P,5,FALSE),IF(C422=\"W\",VLOOKUP(B422,'Seasonal Customer Count'!$B:$P,13,FALSE),\"Check\")),0)","v":0},{"$f":"IFERROR(IF(OR(C422=\"S\",C422=\"D\"),VLOOKUP(B422,'Seasonal Customer Count'!$B:$P,6,FALSE),IF(C422=\"W\",VLOOKUP(B422,'Seasonal Customer Count'!$B:$P,14,FALSE),\"Check\")),0)","v":0},{"$f":"IFERROR(IF(OR(C422=\"S\",C422=\"D\"),VLOOKUP(B422,'Seasonal Customer Count'!$B:$P,7,FALSE),IF(C422=\"W\",VLOOKUP(B422,'Seasonal Customer Count'!$B:$P,15,FALSE),\"Check\")),0)","v":0},{"$f":"IFERROR(IF(OR(C422=\"S\",C422=\"D\"),VLOOKUP(B422,'Seasonal Customer Count'!$B:$P,8,FALSE),IF(C422=\"W\",VLOOKUP(B422,'Seasonal Customer Count'!$B:$P,16,FALSE),\"Check\")),0)","v":0},{"$f":"Summary!$D$8*(K422*'Average Project Size'!$F$6+L422*'Average Project Size'!$F$7+M422*'Average Project Size'!$F$8+N422*'Average Project Size'!$F$10+O422*'Average Project Size'!$F$9)/1000","v":0},{"$f":"Summary!$D$8*(K422*F422*'Average Project Size'!$F$6+L422*G422*'Average Project Size'!$F$7+M422*H422*'Average Project Size'!$F$8+N422*I422*'Average Project Size'!$F$10+O422*J422*'Average Project Size'!$F$9)/1000","v":0}]
[null,{"$f":"'Peak Identification'!B421","v":"HBND41"},{"$f":"'Peak Identification'!D421","v":"W"},{"$f":"'Peak Identification'!E421","v":9},{"$f":"VLOOKUP($D423,'DER Output'!$S$17:$X$41,6,FALSE)","v":0},{"$f":"IF($C423=\"S\",VLOOKUP($D423,'DER Output'!$S$18:$W$41,2,FALSE),VLOOKUP($D423,'DER Output'!$S$18:$W$41,3,FALSE))","v":9.9257193152337234E-2},{"$f":"IF($C423=\"S\",VLOOKUP($D423,'DER Output'!$S$18:$W$41,4,FALSE),VLOOKUP($D423,'DER Output'!$S$18:$W$41,5,FALSE))","v":9.9257193152337234E-2},{"$f":"IF($C423=\"S\",VLOOKUP($D423,'DER Output'!$S$18:$W$41,4,FALSE),VLOOKUP($D423,'DER Output'!$S$18:$W$41,5,FALSE))","v":9.9257193152337234E-2},{"$f":"IF($C423=\"S\",VLOOKUP($D423,'DER Output'!$S$18:$W$41,4,FALSE),VLOOKUP($D423,'DER Output'!$S$18:$W$41,5,FALSE))","v":9.9257193152337234E-2},{"$f":"IF($C423=\"S\",VLOOKUP($D423,'DER Output'!$S$18:$W$41,4,FALSE),VLOOKUP($D423,'DER Output'!$S$18:$W$41,5,FALSE))","v":9.9257193152337234E-2},{"$f":"IFERROR(IF(OR(C423=\"S\",C423=\"D\"),VLOOKUP(B423,'Seasonal Customer Count'!$B:$I,4,FALSE),IF(C423=\"W\",VLOOKUP(B423,'Seasonal Customer Count'!$B:$P,12,FALSE),\"Check\")),0)","v":102},{"$f":"IFERROR(IF(OR(C423=\"S\",C423=\"D\"),VLOOKUP(B423,'Seasonal Customer Count'!$B:$P,5,FALSE),IF(C423=\"W\",VLOOKUP(B423,'Seasonal Customer Count'!$B:$P,13,FALSE),\"Check\")),0)","v":72},{"$f":"IFERROR(IF(OR(C423=\"S\",C423=\"D\"),VLOOKUP(B423,'Seasonal Customer Count'!$B:$P,6,FALSE),IF(C423=\"W\",VLOOKUP(B423,'Seasonal Customer Count'!$B:$P,14,FALSE),\"Check\")),0)","v":0},{"$f":"IFERROR(IF(OR(C423=\"S\",C423=\"D\"),VLOOKUP(B423,'Seasonal Customer Count'!$B:$P,7,FALSE),IF(C423=\"W\",VLOOKUP(B423,'Seasonal Customer Count'!$B:$P,15,FALSE),\"Check\")),0)","v":260},{"$f":"IFERROR(IF(OR(C423=\"S\",C423=\"D\"),VLOOKUP(B423,'Seasonal Customer Count'!$B:$P,8,FALSE),IF(C423=\"W\",VLOOKUP(B423,'Seasonal Customer Count'!$B:$P,16,FALSE),\"Check\")),0)","v":0},{"$f":"Summary!$D$8*(K423*'Average Project Size'!$F$6+L423*'Average Project Size'!$F$7+M423*'Average Project Size'!$F$8+N423*'Average Project Size'!$F$10+O423*'Average Project Size'!$F$9)/1000","v":0.77256806874191097},{"$f":"Summary!$D$8*(K423*F423*'Average Project Size'!$F$6+L423*G423*'Average Project Size'!$F$7+M423*H423*'Average Project Size'!$F$8+N423*I423*'Average Project Size'!$F$10+O423*J423*'Average Project Size'!$F$9)/1000","v":7.6682938022444025E-2}]
[null,{"$f":"'Peak Identification'!B422","v":"HBND42"},{"$f":"'Peak Identification'!D422","v":"W"},{"$f":"'Peak Identification'!E422","v":7},{"$f":"VLOOKUP($D424,'DER Output'!$S$17:$X$41,6,FALSE)","v":0},{"$f":"IF($C424=\"S\",VLOOKUP($D424,'DER Output'!$S$18:$W$41,2,FALSE),VLOOKUP($D424,'DER Output'!$S$18:$W$41,3,FALSE))","v":1.6354374218706029E-3},{"$f":"IF($C424=\"S\",VLOOKUP($D424,'DER Output'!$S$18:$W$41,4,FALSE),VLOOKUP($D424,'DER Output'!$S$18:$W$41,5,FALSE))","v":1.6354374218706029E-3},{"$f":"IF($C424=\"S\",VLOOKUP($D424,'DER Output'!$S$18:$W$41,4,FALSE),VLOOKUP($D424,'DER Output'!$S$18:$W$41,5,FALSE))","v":1.6354374218706029E-3},{"$f":"IF($C424=\"S\",VLOOKUP($D424,'DER Output'!$S$18:$W$41,4,FALSE),VLOOKUP($D424,'DER Output'!$S$18:$W$41,5,FALSE))","v":1.6354374218706029E-3},{"$f":"IF($C424=\"S\",VLOOKUP($D424,'DER Output'!$S$18:$W$41,4,FALSE),VLOOKUP($D424,'DER Output'!$S$18:$W$41,5,FALSE))","v":1.6354374218706029E-3},{"$f":"IFERROR(IF(OR(C424=\"S\",C424=\"D\"),VLOOKUP(B424,'Seasonal Customer Count'!$B:$I,4,FALSE),IF(C424=\"W\",VLOOKUP(B424,'Seasonal Customer Count'!$B:$P,12,FALSE),\"Check\")),0)","v":1},{"$f":"IFERROR(IF(OR(C424=\"S\",C424=\"D\"),VLOOKUP(B424,'Seasonal Customer Count'!$B:$P,5,FALSE),IF(C424=\"W\",VLOOKUP(B424,'Seasonal Customer Count'!$B:$P,13,FALSE),\"Check\")),0)","v":0},{"$f":"IFERROR(IF(OR(C424=\"S\",C424=\"D\"),VLOOKUP(B424,'Seasonal Customer Count'!$B:$P,6,FALSE),IF(C424=\"W\",VLOOKUP(B424,'Seasonal Customer Count'!$B:$P,14,FALSE),\"Check\")),0)","v":0},{"$f":"IFERROR(IF(OR(C424=\"S\",C424=\"D\"),VLOOKUP(B424,'Seasonal Customer Count'!$B:$P,7,FALSE),IF(C424=\"W\",VLOOKUP(B424,'Seasonal Customer Count'!$B:$P,15,FALSE),\"Check\")),0)","v":0},{"$f":"IFERROR(IF(OR(C424=\"S\",C424=\"D\"),VLOOKUP(B424,'Seasonal Customer Count'!$B:$P,8,FALSE),IF(C424=\"W\",VLOOKUP(B424,'Seasonal Customer Count'!$B:$P,16,FALSE),\"Check\")),0)","v":0},{"$f":"Summary!$D$8*(K424*'Average Project Size'!$F$6+L424*'Average Project Size'!$F$7+M424*'Average Project Size'!$F$8+N424*'Average Project Size'!$F$10+O424*'Average Project Size'!$F$9)/1000","v":3.9747380090905199E-5},{"$f":"Summary!$D$8*(K424*F424*'Average Project Size'!$F$6+L424*G424*'Average Project Size'!$F$7+M424*H424*'Average Project Size'!$F$8+N424*I424*'Average Project Size'!$F$10+O424*J424*'Average Project Size'!$F$9)/1000","v":6.5004352821980926E-8}]
[null,{"$f":"'Peak Identification'!B423","v":"HBND T-061"},{"$f":"'Peak Identification'!D423","v":"W"},{"$f":"'Peak Identification'!E423","v":9},{"$f":"VLOOKUP($D425,'DER Output'!$S$17:$X$41,6,FALSE)","v":0},{"$f":"IF($C425=\"S\",VLOOKUP($D425,'DER Output'!$S$18:$W$41,2,FALSE),VLOOKUP($D425,'DER Output'!$S$18:$W$41,3,FALSE))","v":9.9257193152337234E-2},{"$f":"IF($C425=\"S\",VLOOKUP($D425,'DER Output'!$S$18:$W$41,4,FALSE),VLOOKUP($D425,'DER Output'!$S$18:$W$41,5,FALSE))","v":9.9257193152337234E-2},{"$f":"IF($C425=\"S\",VLOOKUP($D425,'DER Output'!$S$18:$W$41,4,FALSE),VLOOKUP($D425,'DER Output'!$S$18:$W$41,5,FALSE))","v":9.9257193152337234E-2},{"$f":"IF($C425=\"S\",VLOOKUP($D425,'DER Output'!$S$18:$W$41,4,FALSE),VLOOKUP($D425,'DER Output'!$S$18:$W$41,5,FALSE))","v":9.9257193152337234E-2},{"$f":"IF($C425=\"S\",VLOOKUP($D425,'DER Output'!$S$18:$W$41,4,FALSE),VLOOKUP($D425,'DER Output'!$S$18:$W$41,5,FALSE))","v":9.9257193152337234E-2},{"$f":"IFERROR(IF(OR(C425=\"S\",C425=\"D\"),VLOOKUP(B425,'Seasonal Customer Count'!$B:$I,4,FALSE),IF(C425=\"W\",VLOOKUP(B425,'Seasonal Customer Count'!$B:$P,12,FALSE),\"Check\")),0)","v":101},{"$f":"IFERROR(IF(OR(C425=\"S\",C425=\"D\"),VLOOKUP(B425,'Seasonal Customer Count'!$B:$P,5,FALSE),IF(C425=\"W\",VLOOKUP(B425,'Seasonal Customer Count'!$B:$P,13,FALSE),\"Check\")),0)","v":72},{"$f":"IFERROR(IF(OR(C425=\"S\",C425=\"D\"),VLOOKUP(B425,'Seasonal Customer Count'!$B:$P,6,FALSE),IF(C425=\"W\",VLOOKUP(B425,'Seasonal Customer Count'!$B:$P,14,FALSE),\"Check\")),0)","v":0},{"$f":"IFERROR(IF(OR(C425=\"S\",C425=\"D\"),VLOOKUP(B425,'Seasonal Customer Count'!$B:$P,7,FALSE),IF(C425=\"W\",VLOOKUP(B425,'Seasonal Customer Count'!$B:$P,15,FALSE),\"Check\")),0)","v":260},{"$f":"IFERROR(IF(OR(C425=\"S\",C425=\"D\"),VLOOKUP(B425,'Seasonal Customer Count'!$B:$P,8,FALSE),IF(C425=\"W\",VLOOKUP(B425,'Seasonal Customer Count'!$B:$P,16,FALSE),\"Check\")),0)","v":0},{"$f":"Summary!$D$8*(K425*'Average Project Size'!$F$6+L425*'Average Project Size'!$F$7+M425*'Average Project Size'!$F$8+N425*'Average Project Size'!$F$10+O425*'Average Project Size'!$F$9)/1000","v":0.77252832136182015},{"$f":"Summary!$D$8*(K425*F425*'Average Project Size'!$F$6+L425*G425*'Average Project Size'!$F$7+M425*H425*'Average Project Size'!$F$8+N425*I425*'Average Project Size'!$F$10+O425*J425*'Average Project Size'!$F$9)/1000","v":7.6678992809061028E-2}]
[null,{"$f":"'Peak Identification'!B424","v":"HBND T-062"},{"$f":"'Peak Identification'!D424","v":"W"},{"$f":"'Peak Identification'!E424","v":9},{"$f":"VLOOKUP($D426,'DER Output'!$S$17:$X$41,6,FALSE)","v":0},{"$f":"IF($C426=\"S\",VLOOKUP($D426,'DER Output'!$S$18:$W$41,2,FALSE),VLOOKUP($D426,'DER Output'!$S$18:$W$41,3,FALSE))","v":9.9257193152337234E-2},{"$f":"IF($C426=\"S\",VLOOKUP($D426,'DER Output'!$S$18:$W$41,4,FALSE),VLOOKUP($D426,'DER Output'!$S$18:$W$41,5,FALSE))","v":9.9257193152337234E-2},{"$f":"IF($C426=\"S\",VLOOKUP($D426,'DER Output'!$S$18:$W$41,4,FALSE),VLOOKUP($D426,'DER Output'!$S$18:$W$41,5,FALSE))","v":9.9257193152337234E-2},{"$f":"IF($C426=\"S\",VLOOKUP($D426,'DER Output'!$S$18:$W$41,4,FALSE),VLOOKUP($D426,'DER Output'!$S$18:$W$41,5,FALSE))","v":9.9257193152337234E-2},{"$f":"IF($C426=\"S\",VLOOKUP($D426,'DER Output'!$S$18:$W$41,4,FALSE),VLOOKUP($D426,'DER Output'!$S$18:$W$41,5,FALSE))","v":9.9257193152337234E-2},{"$f":"IFERROR(IF(OR(C426=\"S\",C426=\"D\"),VLOOKUP(B426,'Seasonal Customer Count'!$B:$I,4,FALSE),IF(C426=\"W\",VLOOKUP(B426,'Seasonal Customer Count'!$B:$P,12,FALSE),\"Check\")),0)","v":127},{"$f":"IFERROR(IF(OR(C426=\"S\",C426=\"D\"),VLOOKUP(B426,'Seasonal Customer Count'!$B:$P,5,FALSE),IF(C426=\"W\",VLOOKUP(B426,'Seasonal Customer Count'!$B:$P,13,FALSE),\"Check\")),0)","v":94},{"$f":"IFERROR(IF(OR(C426=\"S\",C426=\"D\"),VLOOKUP(B426,'Seasonal Customer Count'!$B:$P,6,FALSE),IF(C426=\"W\",VLOOKUP(B426,'Seasonal Customer Count'!$B:$P,14,FALSE),\"Check\")),0)","v":0},{"$f":"IFERROR(IF(OR(C426=\"S\",C426=\"D\"),VLOOKUP(B426,'Seasonal Customer Count'!$B:$P,7,FALSE),IF(C426=\"W\",VLOOKUP(B426,'Seasonal Customer Count'!$B:$P,15,FALSE),\"Check\")),0)","v":16},{"$f":"IFERROR(IF(OR(C426=\"S\",C426=\"D\"),VLOOKUP(B426,'Seasonal Customer Count'!$B:$P,8,FALSE),IF(C426=\"W\",VLOOKUP(B426,'Seasonal Customer Count'!$B:$P,16,FALSE),\"Check\")),0)","v":0},{"$f":"Summary!$D$8*(K426*'Average Project Size'!$F$6+L426*'Average Project Size'!$F$7+M426*'Average Project Size'!$F$8+N426*'Average Project Size'!$F$10+O426*'Average Project Size'!$F$9)/1000","v":5.8910693318518399E-2},{"$f":"Summary!$D$8*(K426*F426*'Average Project Size'!$F$6+L426*G426*'Average Project Size'!$F$7+M426*H426*'Average Project Size'!$F$8+N426*I426*'Average Project Size'!$F$10+O426*J426*'Average Project Size'!$F$9)/1000","v":5.8473100654542831E-3}]
[null,{"$f":"'Peak Identification'!B425","v":"HDLK11"},{"$f":"'Peak Identification'!D425","v":"W"},{"$f":"'Peak Identification'!E425","v":10},{"$f":"VLOOKUP($D427,'DER Output'!$S$17:$X$41,6,FALSE)","v":0},{"$f":"IF($C427=\"S\",VLOOKUP($D427,'DER Output'!$S$18:$W$41,2,FALSE),VLOOKUP($D427,'DER Output'!$S$18:$W$41,3,FALSE))","v":0.19782039092133938},{"$f":"IF($C427=\"S\",VLOOKUP($D427,'DER Output'!$S$18:$W$41,4,FALSE),VLOOKUP($D427,'DER Output'!$S$18:$W$41,5,FALSE))","v":0.19782039092133938},{"$f":"IF($C427=\"S\",VLOOKUP($D427,'DER Output'!$S$18:$W$41,4,FALSE),VLOOKUP($D427,'DER Output'!$S$18:$W$41,5,FALSE))","v":0.19782039092133938},{"$f":"IF($C427=\"S\",VLOOKUP($D427,'DER Output'!$S$18:$W$41,4,FALSE),VLOOKUP($D427,'DER Output'!$S$18:$W$41,5,FALSE))","v":0.19782039092133938},{"$f":"IF($C427=\"S\",VLOOKUP($D427,'DER Output'!$S$18:$W$41,4,FALSE),VLOOKUP($D427,'DER Output'!$S$18:$W$41,5,FALSE))","v":0.19782039092133938},{"$f":"IFERROR(IF(OR(C427=\"S\",C427=\"D\"),VLOOKUP(B427,'Seasonal Customer Count'!$B:$I,4,FALSE),IF(C427=\"W\",VLOOKUP(B427,'Seasonal Customer Count'!$B:$P,12,FALSE),\"Check\")),0)","v":4},{"$f":"IFERROR(IF(OR(C427=\"S\",C427=\"D\"),VLOOKUP(B427,'Seasonal Customer Count'!$B:$P,5,FALSE),IF(C427=\"W\",VLOOKUP(B427,'Seasonal Customer Count'!$B:$P,13,FALSE),\"Check\")),0)","v":3},{"$f":"IFERROR(IF(OR(C427=\"S\",C427=\"D\"),VLOOKUP(B427,'Seasonal Customer Count'!$B:$P,6,FALSE),IF(C427=\"W\",VLOOKUP(B427,'Seasonal Customer Count'!$B:$P,14,FALSE),\"Check\")),0)","v":0},{"$f":"IFERROR(IF(OR(C427=\"S\",C427=\"D\"),VLOOKUP(B427,'Seasonal Customer Count'!$B:$P,7,FALSE),IF(C427=\"W\",VLOOKUP(B427,'Seasonal Customer Count'!$B:$P,15,FALSE),\"Check\")),0)","v":2},{"$f":"IFERROR(IF(OR(C427=\"S\",C427=\"D\"),VLOOKUP(B427,'Seasonal Customer Count'!$B:$P,8,FALSE),IF(C427=\"W\",VLOOKUP(B427,'Seasonal Customer Count'!$B:$P,16,FALSE),\"Check\")),0)","v":0},{"$f":"Summary!$D$8*(K427*'Average Project Size'!$F$6+L427*'Average Project Size'!$F$7+M427*'Average Project Size'!$F$8+N427*'Average Project Size'!$F$10+O427*'Average Project Size'!$F$9)/1000","v":6.2500519818049008E-3},{"$f":"Summary!$D$8*(K427*F427*'Average Project Size'!$F$6+L427*G427*'Average Project Size'!$F$7+M427*H427*'Average Project Size'!$F$8+N427*I427*'Average Project Size'!$F$10+O427*J427*'Average Project Size'!$F$9)/1000","v":1.2363877263193374E-3}]
[null,{"$f":"'Peak Identification'!B426","v":"HDLK T-061"},{"$f":"'Peak Identification'!D426","v":"W"},{"$f":"'Peak Identification'!E426","v":10},{"$f":"VLOOKUP($D428,'DER Output'!$S$17:$X$41,6,FALSE)","v":0},{"$f":"IF($C428=\"S\",VLOOKUP($D428,'DER Output'!$S$18:$W$41,2,FALSE),VLOOKUP($D428,'DER Output'!$S$18:$W$41,3,FALSE))","v":0.19782039092133938},{"$f":"IF($C428=\"S\",VLOOKUP($D428,'DER Output'!$S$18:$W$41,4,FALSE),VLOOKUP($D428,'DER Output'!$S$18:$W$41,5,FALSE))","v":0.19782039092133938},{"$f":"IF($C428=\"S\",VLOOKUP($D428,'DER Output'!$S$18:$W$41,4,FALSE),VLOOKUP($D428,'DER Output'!$S$18:$W$41,5,FALSE))","v":0.19782039092133938},{"$f":"IF($C428=\"S\",VLOOKUP($D428,'DER Output'!$S$18:$W$41,4,FALSE),VLOOKUP($D428,'DER Output'!$S$18:$W$41,5,FALSE))","v":0.19782039092133938},{"$f":"IF($C428=\"S\",VLOOKUP($D428,'DER Output'!$S$18:$W$41,4,FALSE),VLOOKUP($D428,'DER Output'!$S$18:$W$41,5,FALSE))","v":0.19782039092133938},{"$f":"IFERROR(IF(OR(C428=\"S\",C428=\"D\"),VLOOKUP(B428,'Seasonal Customer Count'!$B:$I,4,FALSE),IF(C428=\"W\",VLOOKUP(B428,'Seasonal Customer Count'!$B:$P,12,FALSE),\"Check\")),0)","v":39},{"$f":"IFERROR(IF(OR(C428=\"S\",C428=\"D\"),VLOOKUP(B428,'Seasonal Customer Count'!$B:$P,5,FALSE),IF(C428=\"W\",VLOOKUP(B428,'Seasonal Customer Count'!$B:$P,13,FALSE),\"Check\")),0)","v":28},{"$f":"IFERROR(IF(OR(C428=\"S\",C428=\"D\"),VLOOKUP(B428,'Seasonal Customer Count'!$B:$P,6,FALSE),IF(C428=\"W\",VLOOKUP(B428,'Seasonal Customer Count'!$B:$P,14,FALSE),\"Check\")),0)","v":0},{"$f":"IFERROR(IF(OR(C428=\"S\",C428=\"D\"),VLOOKUP(B428,'Seasonal Customer Count'!$B:$P,7,FALSE),IF(C428=\"W\",VLOOKUP(B428,'Seasonal Customer Count'!$B:$P,15,FALSE),\"Check\")),0)","v":0},{"$f":"IFERROR(IF(OR(C428=\"S\",C428=\"D\"),VLOOKUP(B428,'Seasonal Customer Count'!$B:$P,8,FALSE),IF(C428=\"W\",VLOOKUP(B428,'Seasonal Customer Count'!$B:$P,16,FALSE),\"Check\")),0)","v":0},{"$f":"Summary!$D$8*(K428*'Average Project Size'!$F$6+L428*'Average Project Size'!$F$7+M428*'Average Project Size'!$F$8+N428*'Average Project Size'!$F$10+O428*'Average Project Size'!$F$9)/1000","v":3.6038583657225826E-3},{"$f":"Summary!$D$8*(K428*F428*'Average Project Size'!$F$6+L428*G428*'Average Project Size'!$F$7+M428*H428*'Average Project Size'!$F$8+N428*I428*'Average Project Size'!$F$10+O428*J428*'Average Project Size'!$F$9)/1000","v":7.1291667073238051E-4}]
[null,{"$f":"'Peak Identification'!B427","v":"HDSP11"},{"$f":"'Peak Identification'!D427","v":"S"},{"$f":"'Peak Identification'!E427","v":17},{"$f":"VLOOKUP($D429,'DER Output'!$S$17:$X$41,6,FALSE)","v":0.19174838710475617},{"$f":"IF($C429=\"S\",VLOOKUP($D429,'DER Output'!$S$18:$W$41,2,FALSE),VLOOKUP($D429,'DER Output'!$S$18:$W$41,3,FALSE))","v":0.30300399777640191},{"$f":"IF($C429=\"S\",VLOOKUP($D429,'DER Output'!$S$18:$W$41,4,FALSE),VLOOKUP($D429,'DER Output'!$S$18:$W$41,5,FALSE))","v":0.30300399777640191},{"$f":"IF($C429=\"S\",VLOOKUP($D429,'DER Output'!$S$18:$W$41,4,FALSE),VLOOKUP($D429,'DER Output'!$S$18:$W$41,5,FALSE))","v":0.30300399777640191},{"$f":"IF($C429=\"S\",VLOOKUP($D429,'DER Output'!$S$18:$W$41,4,FALSE),VLOOKUP($D429,'DER Output'!$S$18:$W$41,5,FALSE))","v":0.30300399777640191},{"$f":"IF($C429=\"S\",VLOOKUP($D429,'DER Output'!$S$18:$W$41,4,FALSE),VLOOKUP($D429,'DER Output'!$S$18:$W$41,5,FALSE))","v":0.30300399777640191},{"$f":"IFERROR(IF(OR(C429=\"S\",C429=\"D\"),VLOOKUP(B429,'Seasonal Customer Count'!$B:$I,4,FALSE),IF(C429=\"W\",VLOOKUP(B429,'Seasonal Customer Count'!$B:$P,12,FALSE),\"Check\")),0)","v":1060},{"$f":"IFERROR(IF(OR(C429=\"S\",C429=\"D\"),VLOOKUP(B429,'Seasonal Customer Count'!$B:$P,5,FALSE),IF(C429=\"W\",VLOOKUP(B429,'Seasonal Customer Count'!$B:$P,13,FALSE),\"Check\")),0)","v":26},{"$f":"IFERROR(IF(OR(C429=\"S\",C429=\"D\"),VLOOKUP(B429,'Seasonal Customer Count'!$B:$P,6,FALSE),IF(C429=\"W\",VLOOKUP(B429,'Seasonal Customer Count'!$B:$P,14,FALSE),\"Check\")),0)","v":19},{"$f":"IFERROR(IF(OR(C429=\"S\",C429=\"D\"),VLOOKUP(B429,'Seasonal Customer Count'!$B:$P,7,FALSE),IF(C429=\"W\",VLOOKUP(B429,'Seasonal Customer Count'!$B:$P,15,FALSE),\"Check\")),0)","v":0},{"$f":"IFERROR(IF(OR(C429=\"S\",C429=\"D\"),VLOOKUP(B429,'Seasonal Customer Count'!$B:$P,8,FALSE),IF(C429=\"W\",VLOOKUP(B429,'Seasonal Customer Count'!$B:$P,16,FALSE),\"Check\")),0)","v":13},{"$f":"Summary!$D$8*(K429*'Average Project Size'!$F$6+L429*'Average Project Size'!$F$7+M429*'Average Project Size'!$F$8+N429*'Average Project Size'!$F$10+O429*'Average Project Size'!$F$9)/1000","v":5.5575284888114272E-2},{"$f":"Summary!$D$8*(K429*F429*'Average Project Size'!$F$6+L429*G429*'Average Project Size'!$F$7+M429*H429*'Average Project Size'!$F$8+N429*I429*'Average Project Size'!$F$10+O429*J429*'Average Project Size'!$F$9)/1000","v":1.6839533498661081E-2}]
[null,{"$f":"'Peak Identification'!B428","v":"HDSP12"},{"$f":"'Peak Identification'!D428","v":"W"},{"$f":"'Peak Identification'!E428","v":11},{"$f":"VLOOKUP($D430,'DER Output'!$S$17:$X$41,6,FALSE)","v":0},{"$f":"IF($C430=\"S\",VLOOKUP($D430,'DER Output'!$S$18:$W$41,2,FALSE),VLOOKUP($D430,'DER Output'!$S$18:$W$41,3,FALSE))","v":0.28017157321810982},{"$f":"IF($C430=\"S\",VLOOKUP($D430,'DER Output'!$S$18:$W$41,4,FALSE),VLOOKUP($D430,'DER Output'!$S$18:$W$41,5,FALSE))","v":0.28017157321810982},{"$f":"IF($C430=\"S\",VLOOKUP($D430,'DER Output'!$S$18:$W$41,4,FALSE),VLOOKUP($D430,'DER Output'!$S$18:$W$41,5,FALSE))","v":0.28017157321810982},{"$f":"IF($C430=\"S\",VLOOKUP($D430,'DER Output'!$S$18:$W$41,4,FALSE),VLOOKUP($D430,'DER Output'!$S$18:$W$41,5,FALSE))","v":0.28017157321810982},{"$f":"IF($C430=\"S\",VLOOKUP($D430,'DER Output'!$S$18:$W$41,4,FALSE),VLOOKUP($D430,'DER Output'!$S$18:$W$41,5,FALSE))","v":0.28017157321810982},{"$f":"IFERROR(IF(OR(C430=\"S\",C430=\"D\"),VLOOKUP(B430,'Seasonal Customer Count'!$B:$I,4,FALSE),IF(C430=\"W\",VLOOKUP(B430,'Seasonal Customer Count'!$B:$P,12,FALSE),\"Check\")),0)","v":47},{"$f":"IFERROR(IF(OR(C430=\"S\",C430=\"D\"),VLOOKUP(B430,'Seasonal Customer Count'!$B:$P,5,FALSE),IF(C430=\"W\",VLOOKUP(B430,'Seasonal Customer Count'!$B:$P,13,FALSE),\"Check\")),0)","v":43},{"$f":"IFERROR(IF(OR(C430=\"S\",C430=\"D\"),VLOOKUP(B430,'Seasonal Customer Count'!$B:$P,6,FALSE),IF(C430=\"W\",VLOOKUP(B430,'Seasonal Customer Count'!$B:$P,14,FALSE),\"Check\")),0)","v":0},{"$f":"IFERROR(IF(OR(C430=\"S\",C430=\"D\"),VLOOKUP(B430,'Seasonal Customer Count'!$B:$P,7,FALSE),IF(C430=\"W\",VLOOKUP(B430,'Seasonal Customer Count'!$B:$P,15,FALSE),\"Check\")),0)","v":14},{"$f":"IFERROR(IF(OR(C430=\"S\",C430=\"D\"),VLOOKUP(B430,'Seasonal Customer Count'!$B:$P,8,FALSE),IF(C430=\"W\",VLOOKUP(B430,'Seasonal Customer Count'!$B:$P,16,FALSE),\"Check\")),0)","v":0},{"$f":"Summary!$D$8*(K430*'Average Project Size'!$F$6+L430*'Average Project Size'!$F$7+M430*'Average Project Size'!$F$8+N430*'Average Project Size'!$F$10+O430*'Average Project Size'!$F$9)/1000","v":4.6119193806072226E-2},{"$f":"Summary!$D$8*(K430*F430*'Average Project Size'!$F$6+L430*G430*'Average Project Size'!$F$7+M430*H430*'Average Project Size'!$F$8+N430*I430*'Average Project Size'!$F$10+O430*J430*'Average Project Size'!$F$9)/1000","v":1.2921287084198161E-2}]
[null,{"$f":"'Peak Identification'!B429","v":"HDSP T-131"},{"$f":"'Peak Identification'!D429","v":"S"},{"$f":"'Peak Identification'!E429","v":18},{"$f":"VLOOKUP($D431,'DER Output'!$S$17:$X$41,6,FALSE)","v":0.16032398020038169},{"$f":"IF($C431=\"S\",VLOOKUP($D431,'DER Output'!$S$18:$W$41,2,FALSE),VLOOKUP($D431,'DER Output'!$S$18:$W$41,3,FALSE))","v":0.17224423800777711},{"$f":"IF($C431=\"S\",VLOOKUP($D431,'DER Output'!$S$18:$W$41,4,FALSE),VLOOKUP($D431,'DER Output'!$S$18:$W$41,5,FALSE))","v":0.17224423800777711},{"$f":"IF($C431=\"S\",VLOOKUP($D431,'DER Output'!$S$18:$W$41,4,FALSE),VLOOKUP($D431,'DER Output'!$S$18:$W$41,5,FALSE))","v":0.17224423800777711},{"$f":"IF($C431=\"S\",VLOOKUP($D431,'DER Output'!$S$18:$W$41,4,FALSE),VLOOKUP($D431,'DER Output'!$S$18:$W$41,5,FALSE))","v":0.17224423800777711},{"$f":"IF($C431=\"S\",VLOOKUP($D431,'DER Output'!$S$18:$W$41,4,FALSE),VLOOKUP($D431,'DER Output'!$S$18:$W$41,5,FALSE))","v":0.17224423800777711},{"$f":"IFERROR(IF(OR(C431=\"S\",C431=\"D\"),VLOOKUP(B431,'Seasonal Customer Count'!$B:$I,4,FALSE),IF(C431=\"W\",VLOOKUP(B431,'Seasonal Customer Count'!$B:$P,12,FALSE),\"Check\")),0)","v":1061},{"$f":"IFERROR(IF(OR(C431=\"S\",C431=\"D\"),VLOOKUP(B431,'Seasonal Customer Count'!$B:$P,5,FALSE),IF(C431=\"W\",VLOOKUP(B431,'Seasonal Customer Count'!$B:$P,13,FALSE),\"Check\")),0)","v":28},{"$f":"IFERROR(IF(OR(C431=\"S\",C431=\"D\"),VLOOKUP(B431,'Seasonal Customer Count'!$B:$P,6,FALSE),IF(C431=\"W\",VLOOKUP(B431,'Seasonal Customer Count'!$B:$P,14,FALSE),\"Check\")),0)","v":37},{"$f":"IFERROR(IF(OR(C431=\"S\",C431=\"D\"),VLOOKUP(B431,'Seasonal Customer Count'!$B:$P,7,FALSE),IF(C431=\"W\",VLOOKUP(B431,'Seasonal Customer Count'!$B:$P,15,FALSE),\"Check\")),0)","v":1},{"$f":"IFERROR(IF(OR(C431=\"S\",C431=\"D\"),VLOOKUP(B431,'Seasonal Customer Count'!$B:$P,8,FALSE),IF(C431=\"W\",VLOOKUP(B431,'Seasonal Customer Count'!$B:$P,16,FALSE),\"Check\")),0)","v":13},{"$f":"Summary!$D$8*(K431*'Average Project Size'!$F$6+L431*'Average Project Size'!$F$7+M431*'Average Project Size'!$F$8+N431*'Average Project Size'!$F$10+O431*'Average Project Size'!$F$9)/1000","v":6.1792924482233981E-2},{"$f":"Summary!$D$8*(K431*F431*'Average Project Size'!$F$6+L431*G431*'Average Project Size'!$F$7+M431*H431*'Average Project Size'!$F$8+N431*I431*'Average Project Size'!$F$10+O431*J431*'Average Project Size'!$F$9)/1000","v":1.0643475191714507E-2}]
[null,{"$f":"'Peak Identification'!B430","v":"HFWY11"},{"$f":"'Peak Identification'!D430","v":"W"},{"$f":"'Peak Identification'!E430","v":8},{"$f":"VLOOKUP($D432,'DER Output'!$S$17:$X$41,6,FALSE)","v":0},{"$f":"IF($C432=\"S\",VLOOKUP($D432,'DER Output'!$S$18:$W$41,2,FALSE),VLOOKUP($D432,'DER Output'!$S$18:$W$41,3,FALSE))","v":2.4357194050013426E-2},{"$f":"IF($C432=\"S\",VLOOKUP($D432,'DER Output'!$S$18:$W$41,4,FALSE),VLOOKUP($D432,'DER Output'!$S$18:$W$41,5,FALSE))","v":2.4357194050013426E-2},{"$f":"IF($C432=\"S\",VLOOKUP($D432,'DER Output'!$S$18:$W$41,4,FALSE),VLOOKUP($D432,'DER Output'!$S$18:$W$41,5,FALSE))","v":2.4357194050013426E-2},{"$f":"IF($C432=\"S\",VLOOKUP($D432,'DER Output'!$S$18:$W$41,4,FALSE),VLOOKUP($D432,'DER Output'!$S$18:$W$41,5,FALSE))","v":2.4357194050013426E-2},{"$f":"IF($C432=\"S\",VLOOKUP($D432,'DER Output'!$S$18:$W$41,4,FALSE),VLOOKUP($D432,'DER Output'!$S$18:$W$41,5,FALSE))","v":2.4357194050013426E-2},{"$f":"IFERROR(IF(OR(C432=\"S\",C432=\"D\"),VLOOKUP(B432,'Seasonal Customer Count'!$B:$I,4,FALSE),IF(C432=\"W\",VLOOKUP(B432,'Seasonal Customer Count'!$B:$P,12,FALSE),\"Check\")),0)","v":0},{"$f":"IFERROR(IF(OR(C432=\"S\",C432=\"D\"),VLOOKUP(B432,'Seasonal Customer Count'!$B:$P,5,FALSE),IF(C432=\"W\",VLOOKUP(B432,'Seasonal Customer Count'!$B:$P,13,FALSE),\"Check\")),0)","v":0},{"$f":"IFERROR(IF(OR(C432=\"S\",C432=\"D\"),VLOOKUP(B432,'Seasonal Customer Count'!$B:$P,6,FALSE),IF(C432=\"W\",VLOOKUP(B432,'Seasonal Customer Count'!$B:$P,14,FALSE),\"Check\")),0)","v":0},{"$f":"IFERROR(IF(OR(C432=\"S\",C432=\"D\"),VLOOKUP(B432,'Seasonal Customer Count'!$B:$P,7,FALSE),IF(C432=\"W\",VLOOKUP(B432,'Seasonal Customer Count'!$B:$P,15,FALSE),\"Check\")),0)","v":0},{"$f":"IFERROR(IF(OR(C432=\"S\",C432=\"D\"),VLOOKUP(B432,'Seasonal Customer Count'!$B:$P,8,FALSE),IF(C432=\"W\",VLOOKUP(B432,'Seasonal Customer Count'!$B:$P,16,FALSE),\"Check\")),0)","v":0},{"$f":"Summary!$D$8*(K432*'Average Project Size'!$F$6+L432*'Average Project Size'!$F$7+M432*'Average Project Size'!$F$8+N432*'Average Project Size'!$F$10+O432*'Average Project Size'!$F$9)/1000","v":0},{"$f":"Summary!$D$8*(K432*F432*'Average Project Size'!$F$6+L432*G432*'Average Project Size'!$F$7+M432*H432*'Average Project Size'!$F$8+N432*I432*'Average Project Size'!$F$10+O432*J432*'Average Project Size'!$F$9)/1000","v":0}]
[null,{"$f":"'Peak Identification'!B431","v":"HFWY12"},{"$f":"'Peak Identification'!D431","v":"W"},{"$f":"'Peak Identification'!E431","v":8},{"$f":"VLOOKUP($D433,'DER Output'!$S$17:$X$41,6,FALSE)","v":0},{"$f":"IF($C433=\"S\",VLOOKUP($D433,'DER Output'!$S$18:$W$41,2,FALSE),VLOOKUP($D433,'DER Output'!$S$18:$W$41,3,FALSE))","v":2.4357194050013426E-2},{"$f":"IF($C433=\"S\",VLOOKUP($D433,'DER Output'!$S$18:$W$41,4,FALSE),VLOOKUP($D433,'DER Output'!$S$18:$W$41,5,FALSE))","v":2.4357194050013426E-2},{"$f":"IF($C433=\"S\",VLOOKUP($D433,'DER Output'!$S$18:$W$41,4,FALSE),VLOOKUP($D433,'DER Output'!$S$18:$W$41,5,FALSE))","v":2.4357194050013426E-2},{"$f":"IF($C433=\"S\",VLOOKUP($D433,'DER Output'!$S$18:$W$41,4,FALSE),VLOOKUP($D433,'DER Output'!$S$18:$W$41,5,FALSE))","v":2.4357194050013426E-2},{"$f":"IF($C433=\"S\",VLOOKUP($D433,'DER Output'!$S$18:$W$41,4,FALSE),VLOOKUP($D433,'DER Output'!$S$18:$W$41,5,FALSE))","v":2.4357194050013426E-2},{"$f":"IFERROR(IF(OR(C433=\"S\",C433=\"D\"),VLOOKUP(B433,'Seasonal Customer Count'!$B:$I,4,FALSE),IF(C433=\"W\",VLOOKUP(B433,'Seasonal Customer Count'!$B:$P,12,FALSE),\"Check\")),0)","v":0},{"$f":"IFERROR(IF(OR(C433=\"S\",C433=\"D\"),VLOOKUP(B433,'Seasonal Customer Count'!$B:$P,5,FALSE),IF(C433=\"W\",VLOOKUP(B433,'Seasonal Customer Count'!$B:$P,13,FALSE),\"Check\")),0)","v":0},{"$f":"IFERROR(IF(OR(C433=\"S\",C433=\"D\"),VLOOKUP(B433,'Seasonal Customer Count'!$B:$P,6,FALSE),IF(C433=\"W\",VLOOKUP(B433,'Seasonal Customer Count'!$B:$P,14,FALSE),\"Check\")),0)","v":0},{"$f":"IFERROR(IF(OR(C433=\"S\",C433=\"D\"),VLOOKUP(B433,'Seasonal Customer Count'!$B:$P,7,FALSE),IF(C433=\"W\",VLOOKUP(B433,'Seasonal Customer Count'!$B:$P,15,FALSE),\"Check\")),0)","v":0},{"$f":"IFERROR(IF(OR(C433=\"S\",C433=\"D\"),VLOOKUP(B433,'Seasonal Customer Count'!$B:$P,8,FALSE),IF(C433=\"W\",VLOOKUP(B433,'Seasonal Customer Count'!$B:$P,16,FALSE),\"Check\")),0)","v":0},{"$f":"Summary!$D$8*(K433*'Average Project Size'!$F$6+L433*'Average Project Size'!$F$7+M433*'Average Project Size'!$F$8+N433*'Average Project Size'!$F$10+O433*'Average Project Size'!$F$9)/1000","v":0},{"$f":"Summary!$D$8*(K433*F433*'Average Project Size'!$F$6+L433*G433*'Average Project Size'!$F$7+M433*H433*'Average Project Size'!$F$8+N433*I433*'Average Project Size'!$F$10+O433*J433*'Average Project Size'!$F$9)/1000","v":0}]
[null,{"$f":"'Peak Identification'!B432","v":"HFWY T-061"},{"$f":"'Peak Identification'!D432","v":"W"},{"$f":"'Peak Identification'!E432","v":7},{"$f":"VLOOKUP($D434,'DER Output'!$S$17:$X$41,6,FALSE)","v":0},{"$f":"IF($C434=\"S\",VLOOKUP($D434,'DER Output'!$S$18:$W$41,2,FALSE),VLOOKUP($D434,'DER Output'!$S$18:$W$41,3,FALSE))","v":1.6354374218706029E-3},{"$f":"IF($C434=\"S\",VLOOKUP($D434,'DER Output'!$S$18:$W$41,4,FALSE),VLOOKUP($D434,'DER Output'!$S$18:$W$41,5,FALSE))","v":1.6354374218706029E-3},{"$f":"IF($C434=\"S\",VLOOKUP($D434,'DER Output'!$S$18:$W$41,4,FALSE),VLOOKUP($D434,'DER Output'!$S$18:$W$41,5,FALSE))","v":1.6354374218706029E-3},{"$f":"IF($C434=\"S\",VLOOKUP($D434,'DER Output'!$S$18:$W$41,4,FALSE),VLOOKUP($D434,'DER Output'!$S$18:$W$41,5,FALSE))","v":1.6354374218706029E-3},{"$f":"IF($C434=\"S\",VLOOKUP($D434,'DER Output'!$S$18:$W$41,4,FALSE),VLOOKUP($D434,'DER Output'!$S$18:$W$41,5,FALSE))","v":1.6354374218706029E-3},{"$f":"IFERROR(IF(OR(C434=\"S\",C434=\"D\"),VLOOKUP(B434,'Seasonal Customer Count'!$B:$I,4,FALSE),IF(C434=\"W\",VLOOKUP(B434,'Seasonal Customer Count'!$B:$P,12,FALSE),\"Check\")),0)","v":367},{"$f":"IFERROR(IF(OR(C434=\"S\",C434=\"D\"),VLOOKUP(B434,'Seasonal Customer Count'!$B:$P,5,FALSE),IF(C434=\"W\",VLOOKUP(B434,'Seasonal Customer Count'!$B:$P,13,FALSE),\"Check\")),0)","v":276},{"$f":"IFERROR(IF(OR(C434=\"S\",C434=\"D\"),VLOOKUP(B434,'Seasonal Customer Count'!$B:$P,6,FALSE),IF(C434=\"W\",VLOOKUP(B434,'Seasonal Customer Count'!$B:$P,14,FALSE),\"Check\")),0)","v":1},{"$f":"IFERROR(IF(OR(C434=\"S\",C434=\"D\"),VLOOKUP(B434,'Seasonal Customer Count'!$B:$P,7,FALSE),IF(C434=\"W\",VLOOKUP(B434,'Seasonal Customer Count'!$B:$P,15,FALSE),\"Check\")),0)","v":0},{"$f":"IFERROR(IF(OR(C434=\"S\",C434=\"D\"),VLOOKUP(B434,'Seasonal Customer Count'!$B:$P,8,FALSE),IF(C434=\"W\",VLOOKUP(B434,'Seasonal Customer Count'!$B:$P,16,FALSE),\"Check\")),0)","v":0},{"$f":"Summary!$D$8*(K434*'Average Project Size'!$F$6+L434*'Average Project Size'!$F$7+M434*'Average Project Size'!$F$8+N434*'Average Project Size'!$F$10+O434*'Average Project Size'!$F$9)/1000","v":3.5002989338200043E-2},{"$f":"Summary!$D$8*(K434*F434*'Average Project Size'!$F$6+L434*G434*'Average Project Size'!$F$7+M434*H434*'Average Project Size'!$F$8+N434*I434*'Average Project Size'!$F$10+O434*J434*'Average Project Size'!$F$9)/1000","v":5.7245198641030076E-5}]
[null,{"$f":"'Peak Identification'!B433","v":"HGSN11"},{"$f":"'Peak Identification'!D433","v":"S"},{"$f":"'Peak Identification'!E433","v":14},{"$f":"VLOOKUP($D435,'DER Output'!$S$17:$X$41,6,FALSE)","v":0.26694349499860076},{"$f":"IF($C435=\"S\",VLOOKUP($D435,'DER Output'!$S$18:$W$41,2,FALSE),VLOOKUP($D435,'DER Output'!$S$18:$W$41,3,FALSE))","v":0.65426593965075153},{"$f":"IF($C435=\"S\",VLOOKUP($D435,'DER Output'!$S$18:$W$41,4,FALSE),VLOOKUP($D435,'DER Output'!$S$18:$W$41,5,FALSE))","v":0.65426593965075153},{"$f":"IF($C435=\"S\",VLOOKUP($D435,'DER Output'!$S$18:$W$41,4,FALSE),VLOOKUP($D435,'DER Output'!$S$18:$W$41,5,FALSE))","v":0.65426593965075153},{"$f":"IF($C435=\"S\",VLOOKUP($D435,'DER Output'!$S$18:$W$41,4,FALSE),VLOOKUP($D435,'DER Output'!$S$18:$W$41,5,FALSE))","v":0.65426593965075153},{"$f":"IF($C435=\"S\",VLOOKUP($D435,'DER Output'!$S$18:$W$41,4,FALSE),VLOOKUP($D435,'DER Output'!$S$18:$W$41,5,FALSE))","v":0.65426593965075153},{"$f":"IFERROR(IF(OR(C435=\"S\",C435=\"D\"),VLOOKUP(B435,'Seasonal Customer Count'!$B:$I,4,FALSE),IF(C435=\"W\",VLOOKUP(B435,'Seasonal Customer Count'!$B:$P,12,FALSE),\"Check\")),0)","v":265},{"$f":"IFERROR(IF(OR(C435=\"S\",C435=\"D\"),VLOOKUP(B435,'Seasonal Customer Count'!$B:$P,5,FALSE),IF(C435=\"W\",VLOOKUP(B435,'Seasonal Customer Count'!$B:$P,13,FALSE),\"Check\")),0)","v":48},{"$f":"IFERROR(IF(OR(C435=\"S\",C435=\"D\"),VLOOKUP(B435,'Seasonal Customer Count'!$B:$P,6,FALSE),IF(C435=\"W\",VLOOKUP(B435,'Seasonal Customer Count'!$B:$P,14,FALSE),\"Check\")),0)","v":51},{"$f":"IFERROR(IF(OR(C435=\"S\",C435=\"D\"),VLOOKUP(B435,'Seasonal Customer Count'!$B:$P,7,FALSE),IF(C435=\"W\",VLOOKUP(B435,'Seasonal Customer Count'!$B:$P,15,FALSE),\"Check\")),0)","v":0},{"$f":"IFERROR(IF(OR(C435=\"S\",C435=\"D\"),VLOOKUP(B435,'Seasonal Customer Count'!$B:$P,8,FALSE),IF(C435=\"W\",VLOOKUP(B435,'Seasonal Customer Count'!$B:$P,16,FALSE),\"Check\")),0)","v":98},{"$f":"Summary!$D$8*(K435*'Average Project Size'!$F$6+L435*'Average Project Size'!$F$7+M435*'Average Project Size'!$F$8+N435*'Average Project Size'!$F$10+O435*'Average Project Size'!$F$9)/1000","v":8.5155642863662784E-2},{"$f":"Summary!$D$8*(K435*F435*'Average Project Size'!$F$6+L435*G435*'Average Project Size'!$F$7+M435*H435*'Average Project Size'!$F$8+N435*I435*'Average Project Size'!$F$10+O435*J435*'Average Project Size'!$F$9)/1000","v":5.5714436694758125E-2}]
[null,{"$f":"'Peak Identification'!B434","v":"HGSN12"},{"$f":"'Peak Identification'!D434","v":"S"},{"$f":"'Peak Identification'!E434","v":21},{"$f":"VLOOKUP($D436,'DER Output'!$S$17:$X$41,6,FALSE)","v":0},{"$f":"IF($C436=\"S\",VLOOKUP($D436,'DER Output'!$S$18:$W$41,2,FALSE),VLOOKUP($D436,'DER Output'!$S$18:$W$41,3,FALSE))","v":9.5068228432060471E-4},{"$f":"IF($C436=\"S\",VLOOKUP($D436,'DER Output'!$S$18:$W$41,4,FALSE),VLOOKUP($D436,'DER Output'!$S$18:$W$41,5,FALSE))","v":9.5068228432060471E-4},{"$f":"IF($C436=\"S\",VLOOKUP($D436,'DER Output'!$S$18:$W$41,4,FALSE),VLOOKUP($D436,'DER Output'!$S$18:$W$41,5,FALSE))","v":9.5068228432060471E-4},{"$f":"IF($C436=\"S\",VLOOKUP($D436,'DER Output'!$S$18:$W$41,4,FALSE),VLOOKUP($D436,'DER Output'!$S$18:$W$41,5,FALSE))","v":9.5068228432060471E-4},{"$f":"IF($C436=\"S\",VLOOKUP($D436,'DER Output'!$S$18:$W$41,4,FALSE),VLOOKUP($D436,'DER Output'!$S$18:$W$41,5,FALSE))","v":9.5068228432060471E-4},{"$f":"IFERROR(IF(OR(C436=\"S\",C436=\"D\"),VLOOKUP(B436,'Seasonal Customer Count'!$B:$I,4,FALSE),IF(C436=\"W\",VLOOKUP(B436,'Seasonal Customer Count'!$B:$P,12,FALSE),\"Check\")),0)","v":72},{"$f":"IFERROR(IF(OR(C436=\"S\",C436=\"D\"),VLOOKUP(B436,'Seasonal Customer Count'!$B:$P,5,FALSE),IF(C436=\"W\",VLOOKUP(B436,'Seasonal Customer Count'!$B:$P,13,FALSE),\"Check\")),0)","v":7},{"$f":"IFERROR(IF(OR(C436=\"S\",C436=\"D\"),VLOOKUP(B436,'Seasonal Customer Count'!$B:$P,6,FALSE),IF(C436=\"W\",VLOOKUP(B436,'Seasonal Customer Count'!$B:$P,14,FALSE),\"Check\")),0)","v":11},{"$f":"IFERROR(IF(OR(C436=\"S\",C436=\"D\"),VLOOKUP(B436,'Seasonal Customer Count'!$B:$P,7,FALSE),IF(C436=\"W\",VLOOKUP(B436,'Seasonal Customer Count'!$B:$P,15,FALSE),\"Check\")),0)","v":0},{"$f":"IFERROR(IF(OR(C436=\"S\",C436=\"D\"),VLOOKUP(B436,'Seasonal Customer Count'!$B:$P,8,FALSE),IF(C436=\"W\",VLOOKUP(B436,'Seasonal Customer Count'!$B:$P,16,FALSE),\"Check\")),0)","v":65},{"$f":"Summary!$D$8*(K436*'Average Project Size'!$F$6+L436*'Average Project Size'!$F$7+M436*'Average Project Size'!$F$8+N436*'Average Project Size'!$F$10+O436*'Average Project Size'!$F$9)/1000","v":4.6608922257164551E-2},{"$f":"Summary!$D$8*(K436*F436*'Average Project Size'!$F$6+L436*G436*'Average Project Size'!$F$7+M436*H436*'Average Project Size'!$F$8+N436*I436*'Average Project Size'!$F$10+O436*J436*'Average Project Size'!$F$9)/1000","v":4.4310276681162669E-5}]
[null,{"$f":"'Peak Identification'!B435","v":"HGSN13"},{"$f":"'Peak Identification'!D435","v":"S"},{"$f":"'Peak Identification'!E435","v":19},{"$f":"VLOOKUP($D437,'DER Output'!$S$17:$X$41,6,FALSE)","v":0.11066797934994306},{"$f":"IF($C437=\"S\",VLOOKUP($D437,'DER Output'!$S$18:$W$41,2,FALSE),VLOOKUP($D437,'DER Output'!$S$18:$W$41,3,FALSE))","v":7.5840560103576066E-2},{"$f":"IF($C437=\"S\",VLOOKUP($D437,'DER Output'!$S$18:$W$41,4,FALSE),VLOOKUP($D437,'DER Output'!$S$18:$W$41,5,FALSE))","v":7.5840560103576066E-2},{"$f":"IF($C437=\"S\",VLOOKUP($D437,'DER Output'!$S$18:$W$41,4,FALSE),VLOOKUP($D437,'DER Output'!$S$18:$W$41,5,FALSE))","v":7.5840560103576066E-2},{"$f":"IF($C437=\"S\",VLOOKUP($D437,'DER Output'!$S$18:$W$41,4,FALSE),VLOOKUP($D437,'DER Output'!$S$18:$W$41,5,FALSE))","v":7.5840560103576066E-2},{"$f":"IF($C437=\"S\",VLOOKUP($D437,'DER Output'!$S$18:$W$41,4,FALSE),VLOOKUP($D437,'DER Output'!$S$18:$W$41,5,FALSE))","v":7.5840560103576066E-2},{"$f":"IFERROR(IF(OR(C437=\"S\",C437=\"D\"),VLOOKUP(B437,'Seasonal Customer Count'!$B:$I,4,FALSE),IF(C437=\"W\",VLOOKUP(B437,'Seasonal Customer Count'!$B:$P,12,FALSE),\"Check\")),0)","v":740},{"$f":"IFERROR(IF(OR(C437=\"S\",C437=\"D\"),VLOOKUP(B437,'Seasonal Customer Count'!$B:$P,5,FALSE),IF(C437=\"W\",VLOOKUP(B437,'Seasonal Customer Count'!$B:$P,13,FALSE),\"Check\")),0)","v":61},{"$f":"IFERROR(IF(OR(C437=\"S\",C437=\"D\"),VLOOKUP(B437,'Seasonal Customer Count'!$B:$P,6,FALSE),IF(C437=\"W\",VLOOKUP(B437,'Seasonal Customer Count'!$B:$P,14,FALSE),\"Check\")),0)","v":64},{"$f":"IFERROR(IF(OR(C437=\"S\",C437=\"D\"),VLOOKUP(B437,'Seasonal Customer Count'!$B:$P,7,FALSE),IF(C437=\"W\",VLOOKUP(B437,'Seasonal Customer Count'!$B:$P,15,FALSE),\"Check\")),0)","v":0},{"$f":"IFERROR(IF(OR(C437=\"S\",C437=\"D\"),VLOOKUP(B437,'Seasonal Customer Count'!$B:$P,8,FALSE),IF(C437=\"W\",VLOOKUP(B437,'Seasonal Customer Count'!$B:$P,16,FALSE),\"Check\")),0)","v":119},{"$f":"Summary!$D$8*(K437*'Average Project Size'!$F$6+L437*'Average Project Size'!$F$7+M437*'Average Project Size'!$F$8+N437*'Average Project Size'!$F$10+O437*'Average Project Size'!$F$9)/1000","v":0.12058153674038415},{"$f":"Summary!$D$8*(K437*F437*'Average Project Size'!$F$6+L437*G437*'Average Project Size'!$F$7+M437*H437*'Average Project Size'!$F$8+N437*I437*'Average Project Size'!$F$10+O437*J437*'Average Project Size'!$F$9)/1000","v":9.1449712845406688E-3}]
[null,{"$f":"'Peak Identification'!B436","v":"HGSN T-051"},{"$f":"'Peak Identification'!D436","v":"S"},{"$f":"'Peak Identification'!E436","v":19},{"$f":"VLOOKUP($D438,'DER Output'!$S$17:$X$41,6,FALSE)","v":0.11066797934994306},{"$f":"IF($C438=\"S\",VLOOKUP($D438,'DER Output'!$S$18:$W$41,2,FALSE),VLOOKUP($D438,'DER Output'!$S$18:$W$41,3,FALSE))","v":7.5840560103576066E-2},{"$f":"IF($C438=\"S\",VLOOKUP($D438,'DER Output'!$S$18:$W$41,4,FALSE),VLOOKUP($D438,'DER Output'!$S$18:$W$41,5,FALSE))","v":7.5840560103576066E-2},{"$f":"IF($C438=\"S\",VLOOKUP($D438,'DER Output'!$S$18:$W$41,4,FALSE),VLOOKUP($D438,'DER Output'!$S$18:$W$41,5,FALSE))","v":7.5840560103576066E-2},{"$f":"IF($C438=\"S\",VLOOKUP($D438,'DER Output'!$S$18:$W$41,4,FALSE),VLOOKUP($D438,'DER Output'!$S$18:$W$41,5,FALSE))","v":7.5840560103576066E-2},{"$f":"IF($C438=\"S\",VLOOKUP($D438,'DER Output'!$S$18:$W$41,4,FALSE),VLOOKUP($D438,'DER Output'!$S$18:$W$41,5,FALSE))","v":7.5840560103576066E-2},{"$f":"IFERROR(IF(OR(C438=\"S\",C438=\"D\"),VLOOKUP(B438,'Seasonal Customer Count'!$B:$I,4,FALSE),IF(C438=\"W\",VLOOKUP(B438,'Seasonal Customer Count'!$B:$P,12,FALSE),\"Check\")),0)","v":812},{"$f":"IFERROR(IF(OR(C438=\"S\",C438=\"D\"),VLOOKUP(B438,'Seasonal Customer Count'!$B:$P,5,FALSE),IF(C438=\"W\",VLOOKUP(B438,'Seasonal Customer Count'!$B:$P,13,FALSE),\"Check\")),0)","v":68},{"$f":"IFERROR(IF(OR(C438=\"S\",C438=\"D\"),VLOOKUP(B438,'Seasonal Customer Count'!$B:$P,6,FALSE),IF(C438=\"W\",VLOOKUP(B438,'Seasonal Customer Count'!$B:$P,14,FALSE),\"Check\")),0)","v":75},{"$f":"IFERROR(IF(OR(C438=\"S\",C438=\"D\"),VLOOKUP(B438,'Seasonal Customer Count'!$B:$P,7,FALSE),IF(C438=\"W\",VLOOKUP(B438,'Seasonal Customer Count'!$B:$P,15,FALSE),\"Check\")),0)","v":0},{"$f":"IFERROR(IF(OR(C438=\"S\",C438=\"D\"),VLOOKUP(B438,'Seasonal Customer Count'!$B:$P,8,FALSE),IF(C438=\"W\",VLOOKUP(B438,'Seasonal Customer Count'!$B:$P,16,FALSE),\"Check\")),0)","v":184},{"$f":"Summary!$D$8*(K438*'Average Project Size'!$F$6+L438*'Average Project Size'!$F$7+M438*'Average Project Size'!$F$8+N438*'Average Project Size'!$F$10+O438*'Average Project Size'!$F$9)/1000","v":0.1671904589975487},{"$f":"Summary!$D$8*(K438*F438*'Average Project Size'!$F$6+L438*G438*'Average Project Size'!$F$7+M438*H438*'Average Project Size'!$F$8+N438*I438*'Average Project Size'!$F$10+O438*J438*'Average Project Size'!$F$9)/1000","v":1.2679818054348063E-2}]
[null,{"$f":"'Peak Identification'!B437","v":"HGSN T-052"},{"$f":"'Peak Identification'!D437","v":"S"},{"$f":"'Peak Identification'!E437","v":14},{"$f":"VLOOKUP($D439,'DER Output'!$S$17:$X$41,6,FALSE)","v":0.26694349499860076},{"$f":"IF($C439=\"S\",VLOOKUP($D439,'DER Output'!$S$18:$W$41,2,FALSE),VLOOKUP($D439,'DER Output'!$S$18:$W$41,3,FALSE))","v":0.65426593965075153},{"$f":"IF($C439=\"S\",VLOOKUP($D439,'DER Output'!$S$18:$W$41,4,FALSE),VLOOKUP($D439,'DER Output'!$S$18:$W$41,5,FALSE))","v":0.65426593965075153},{"$f":"IF($C439=\"S\",VLOOKUP($D439,'DER Output'!$S$18:$W$41,4,FALSE),VLOOKUP($D439,'DER Output'!$S$18:$W$41,5,FALSE))","v":0.65426593965075153},{"$f":"IF($C439=\"S\",VLOOKUP($D439,'DER Output'!$S$18:$W$41,4,FALSE),VLOOKUP($D439,'DER Output'!$S$18:$W$41,5,FALSE))","v":0.65426593965075153},{"$f":"IF($C439=\"S\",VLOOKUP($D439,'DER Output'!$S$18:$W$41,4,FALSE),VLOOKUP($D439,'DER Output'!$S$18:$W$41,5,FALSE))","v":0.65426593965075153},{"$f":"IFERROR(IF(OR(C439=\"S\",C439=\"D\"),VLOOKUP(B439,'Seasonal Customer Count'!$B:$I,4,FALSE),IF(C439=\"W\",VLOOKUP(B439,'Seasonal Customer Count'!$B:$P,12,FALSE),\"Check\")),0)","v":265},{"$f":"IFERROR(IF(OR(C439=\"S\",C439=\"D\"),VLOOKUP(B439,'Seasonal Customer Count'!$B:$P,5,FALSE),IF(C439=\"W\",VLOOKUP(B439,'Seasonal Customer Count'!$B:$P,13,FALSE),\"Check\")),0)","v":48},{"$f":"IFERROR(IF(OR(C439=\"S\",C439=\"D\"),VLOOKUP(B439,'Seasonal Customer Count'!$B:$P,6,FALSE),IF(C439=\"W\",VLOOKUP(B439,'Seasonal Customer Count'!$B:$P,14,FALSE),\"Check\")),0)","v":51},{"$f":"IFERROR(IF(OR(C439=\"S\",C439=\"D\"),VLOOKUP(B439,'Seasonal Customer Count'!$B:$P,7,FALSE),IF(C439=\"W\",VLOOKUP(B439,'Seasonal Customer Count'!$B:$P,15,FALSE),\"Check\")),0)","v":0},{"$f":"IFERROR(IF(OR(C439=\"S\",C439=\"D\"),VLOOKUP(B439,'Seasonal Customer Count'!$B:$P,8,FALSE),IF(C439=\"W\",VLOOKUP(B439,'Seasonal Customer Count'!$B:$P,16,FALSE),\"Check\")),0)","v":98},{"$f":"Summary!$D$8*(K439*'Average Project Size'!$F$6+L439*'Average Project Size'!$F$7+M439*'Average Project Size'!$F$8+N439*'Average Project Size'!$F$10+O439*'Average Project Size'!$F$9)/1000","v":8.5155642863662784E-2},{"$f":"Summary!$D$8*(K439*F439*'Average Project Size'!$F$6+L439*G439*'Average Project Size'!$F$7+M439*H439*'Average Project Size'!$F$8+N439*I439*'Average Project Size'!$F$10+O439*J439*'Average Project Size'!$F$9)/1000","v":5.5714436694758125E-2}]
[null,{"$f":"'Peak Identification'!B438","v":"HGTN11"},{"$f":"'Peak Identification'!D438","v":"S"},{"$f":"'Peak Identification'!E438","v":15},{"$f":"VLOOKUP($D440,'DER Output'!$S$17:$X$41,6,FALSE)","v":0.24675324675324678},{"$f":"IF($C440=\"S\",VLOOKUP($D440,'DER Output'!$S$18:$W$41,2,FALSE),VLOOKUP($D440,'DER Output'!$S$18:$W$41,3,FALSE))","v":0.57498529407079435},{"$f":"IF($C440=\"S\",VLOOKUP($D440,'DER Output'!$S$18:$W$41,4,FALSE),VLOOKUP($D440,'DER Output'!$S$18:$W$41,5,FALSE))","v":0.57498529407079435},{"$f":"IF($C440=\"S\",VLOOKUP($D440,'DER Output'!$S$18:$W$41,4,FALSE),VLOOKUP($D440,'DER Output'!$S$18:$W$41,5,FALSE))","v":0.57498529407079435},{"$f":"IF($C440=\"S\",VLOOKUP($D440,'DER Output'!$S$18:$W$41,4,FALSE),VLOOKUP($D440,'DER Output'!$S$18:$W$41,5,FALSE))","v":0.57498529407079435},{"$f":"IF($C440=\"S\",VLOOKUP($D440,'DER Output'!$S$18:$W$41,4,FALSE),VLOOKUP($D440,'DER Output'!$S$18:$W$41,5,FALSE))","v":0.57498529407079435},{"$f":"IFERROR(IF(OR(C440=\"S\",C440=\"D\"),VLOOKUP(B440,'Seasonal Customer Count'!$B:$I,4,FALSE),IF(C440=\"W\",VLOOKUP(B440,'Seasonal Customer Count'!$B:$P,12,FALSE),\"Check\")),0)","v":24},{"$f":"IFERROR(IF(OR(C440=\"S\",C440=\"D\"),VLOOKUP(B440,'Seasonal Customer Count'!$B:$P,5,FALSE),IF(C440=\"W\",VLOOKUP(B440,'Seasonal Customer Count'!$B:$P,13,FALSE),\"Check\")),0)","v":46},{"$f":"IFERROR(IF(OR(C440=\"S\",C440=\"D\"),VLOOKUP(B440,'Seasonal Customer Count'!$B:$P,6,FALSE),IF(C440=\"W\",VLOOKUP(B440,'Seasonal Customer Count'!$B:$P,14,FALSE),\"Check\")),0)","v":14},{"$f":"IFERROR(IF(OR(C440=\"S\",C440=\"D\"),VLOOKUP(B440,'Seasonal Customer Count'!$B:$P,7,FALSE),IF(C440=\"W\",VLOOKUP(B440,'Seasonal Customer Count'!$B:$P,15,FALSE),\"Check\")),0)","v":0},{"$f":"IFERROR(IF(OR(C440=\"S\",C440=\"D\"),VLOOKUP(B440,'Seasonal Customer Count'!$B:$P,8,FALSE),IF(C440=\"W\",VLOOKUP(B440,'Seasonal Customer Count'!$B:$P,16,FALSE),\"Check\")),0)","v":7},{"$f":"Summary!$D$8*(K440*'Average Project Size'!$F$6+L440*'Average Project Size'!$F$7+M440*'Average Project Size'!$F$8+N440*'Average Project Size'!$F$10+O440*'Average Project Size'!$F$9)/1000","v":1.118784899757088E-2},{"$f":"Summary!$D$8*(K440*F440*'Average Project Size'!$F$6+L440*G440*'Average Project Size'!$F$7+M440*H440*'Average Project Size'!$F$8+N440*I440*'Average Project Size'!$F$10+O440*J440*'Average Project Size'!$F$9)/1000","v":6.432848645887934E-3}]
[null,{"$f":"'Peak Identification'!B439","v":"HGTN12"},{"$f":"'Peak Identification'!D439","v":"S"},{"$f":"'Peak Identification'!E439","v":18},{"$f":"VLOOKUP($D441,'DER Output'!$S$17:$X$41,6,FALSE)","v":0.16032398020038169},{"$f":"IF($C441=\"S\",VLOOKUP($D441,'DER Output'!$S$18:$W$41,2,FALSE),VLOOKUP($D441,'DER Output'!$S$18:$W$41,3,FALSE))","v":0.17224423800777711},{"$f":"IF($C441=\"S\",VLOOKUP($D441,'DER Output'!$S$18:$W$41,4,FALSE),VLOOKUP($D441,'DER Output'!$S$18:$W$41,5,FALSE))","v":0.17224423800777711},{"$f":"IF($C441=\"S\",VLOOKUP($D441,'DER Output'!$S$18:$W$41,4,FALSE),VLOOKUP($D441,'DER Output'!$S$18:$W$41,5,FALSE))","v":0.17224423800777711},{"$f":"IF($C441=\"S\",VLOOKUP($D441,'DER Output'!$S$18:$W$41,4,FALSE),VLOOKUP($D441,'DER Output'!$S$18:$W$41,5,FALSE))","v":0.17224423800777711},{"$f":"IF($C441=\"S\",VLOOKUP($D441,'DER Output'!$S$18:$W$41,4,FALSE),VLOOKUP($D441,'DER Output'!$S$18:$W$41,5,FALSE))","v":0.17224423800777711},{"$f":"IFERROR(IF(OR(C441=\"S\",C441=\"D\"),VLOOKUP(B441,'Seasonal Customer Count'!$B:$I,4,FALSE),IF(C441=\"W\",VLOOKUP(B441,'Seasonal Customer Count'!$B:$P,12,FALSE),\"Check\")),0)","v":169},{"$f":"IFERROR(IF(OR(C441=\"S\",C441=\"D\"),VLOOKUP(B441,'Seasonal Customer Count'!$B:$P,5,FALSE),IF(C441=\"W\",VLOOKUP(B441,'Seasonal Customer Count'!$B:$P,13,FALSE),\"Check\")),0)","v":21},{"$f":"IFERROR(IF(OR(C441=\"S\",C441=\"D\"),VLOOKUP(B441,'Seasonal Customer Count'!$B:$P,6,FALSE),IF(C441=\"W\",VLOOKUP(B441,'Seasonal Customer Count'!$B:$P,14,FALSE),\"Check\")),0)","v":12},{"$f":"IFERROR(IF(OR(C441=\"S\",C441=\"D\"),VLOOKUP(B441,'Seasonal Customer Count'!$B:$P,7,FALSE),IF(C441=\"W\",VLOOKUP(B441,'Seasonal Customer Count'!$B:$P,15,FALSE),\"Check\")),0)","v":0},{"$f":"IFERROR(IF(OR(C441=\"S\",C441=\"D\"),VLOOKUP(B441,'Seasonal Customer Count'!$B:$P,8,FALSE),IF(C441=\"W\",VLOOKUP(B441,'Seasonal Customer Count'!$B:$P,16,FALSE),\"Check\")),0)","v":2},{"$f":"Summary!$D$8*(K441*'Average Project Size'!$F$6+L441*'Average Project Size'!$F$7+M441*'Average Project Size'!$F$8+N441*'Average Project Size'!$F$10+O441*'Average Project Size'!$F$9)/1000","v":1.1593439529522277E-2},{"$f":"Summary!$D$8*(K441*F441*'Average Project Size'!$F$6+L441*G441*'Average Project Size'!$F$7+M441*H441*'Average Project Size'!$F$8+N441*I441*'Average Project Size'!$F$10+O441*J441*'Average Project Size'!$F$9)/1000","v":1.9969031576518069E-3}]
[null,{"$f":"'Peak Identification'!B440","v":"HGTN T-061"},{"$f":"'Peak Identification'!D440","v":"S"},{"$f":"'Peak Identification'!E440","v":19},{"$f":"VLOOKUP($D442,'DER Output'!$S$17:$X$41,6,FALSE)","v":0.11066797934994306},{"$f":"IF($C442=\"S\",VLOOKUP($D442,'DER Output'!$S$18:$W$41,2,FALSE),VLOOKUP($D442,'DER Output'!$S$18:$W$41,3,FALSE))","v":7.5840560103576066E-2},{"$f":"IF($C442=\"S\",VLOOKUP($D442,'DER Output'!$S$18:$W$41,4,FALSE),VLOOKUP($D442,'DER Output'!$S$18:$W$41,5,FALSE))","v":7.5840560103576066E-2},{"$f":"IF($C442=\"S\",VLOOKUP($D442,'DER Output'!$S$18:$W$41,4,FALSE),VLOOKUP($D442,'DER Output'!$S$18:$W$41,5,FALSE))","v":7.5840560103576066E-2},{"$f":"IF($C442=\"S\",VLOOKUP($D442,'DER Output'!$S$18:$W$41,4,FALSE),VLOOKUP($D442,'DER Output'!$S$18:$W$41,5,FALSE))","v":7.5840560103576066E-2},{"$f":"IF($C442=\"S\",VLOOKUP($D442,'DER Output'!$S$18:$W$41,4,FALSE),VLOOKUP($D442,'DER Output'!$S$18:$W$41,5,FALSE))","v":7.5840560103576066E-2},{"$f":"IFERROR(IF(OR(C442=\"S\",C442=\"D\"),VLOOKUP(B442,'Seasonal Customer Count'!$B:$I,4,FALSE),IF(C442=\"W\",VLOOKUP(B442,'Seasonal Customer Count'!$B:$P,12,FALSE),\"Check\")),0)","v":193},{"$f":"IFERROR(IF(OR(C442=\"S\",C442=\"D\"),VLOOKUP(B442,'Seasonal Customer Count'!$B:$P,5,FALSE),IF(C442=\"W\",VLOOKUP(B442,'Seasonal Customer Count'!$B:$P,13,FALSE),\"Check\")),0)","v":67},{"$f":"IFERROR(IF(OR(C442=\"S\",C442=\"D\"),VLOOKUP(B442,'Seasonal Customer Count'!$B:$P,6,FALSE),IF(C442=\"W\",VLOOKUP(B442,'Seasonal Customer Count'!$B:$P,14,FALSE),\"Check\")),0)","v":26},{"$f":"IFERROR(IF(OR(C442=\"S\",C442=\"D\"),VLOOKUP(B442,'Seasonal Customer Count'!$B:$P,7,FALSE),IF(C442=\"W\",VLOOKUP(B442,'Seasonal Customer Count'!$B:$P,15,FALSE),\"Check\")),0)","v":0},{"$f":"IFERROR(IF(OR(C442=\"S\",C442=\"D\"),VLOOKUP(B442,'Seasonal Customer Count'!$B:$P,8,FALSE),IF(C442=\"W\",VLOOKUP(B442,'Seasonal Customer Count'!$B:$P,16,FALSE),\"Check\")),0)","v":9},{"$f":"Summary!$D$8*(K442*'Average Project Size'!$F$6+L442*'Average Project Size'!$F$7+M442*'Average Project Size'!$F$8+N442*'Average Project Size'!$F$10+O442*'Average Project Size'!$F$9)/1000","v":2.2781288527093161E-2},{"$f":"Summary!$D$8*(K442*F442*'Average Project Size'!$F$6+L442*G442*'Average Project Size'!$F$7+M442*H442*'Average Project Size'!$F$8+N442*I442*'Average Project Size'!$F$10+O442*J442*'Average Project Size'!$F$9)/1000","v":1.7277456817759163E-3}]
[null,{"$f":"'Peak Identification'!B441","v":"HILL11"},{"$f":"'Peak Identification'!D441","v":"S"},{"$f":"'Peak Identification'!E441","v":14},{"$f":"VLOOKUP($D443,'DER Output'!$S$17:$X$41,6,FALSE)","v":0.26694349499860076},{"$f":"IF($C443=\"S\",VLOOKUP($D443,'DER Output'!$S$18:$W$41,2,FALSE),VLOOKUP($D443,'DER Output'!$S$18:$W$41,3,FALSE))","v":0.65426593965075153},{"$f":"IF($C443=\"S\",VLOOKUP($D443,'DER Output'!$S$18:$W$41,4,FALSE),VLOOKUP($D443,'DER Output'!$S$18:$W$41,5,FALSE))","v":0.65426593965075153},{"$f":"IF($C443=\"S\",VLOOKUP($D443,'DER Output'!$S$18:$W$41,4,FALSE),VLOOKUP($D443,'DER Output'!$S$18:$W$41,5,FALSE))","v":0.65426593965075153},{"$f":"IF($C443=\"S\",VLOOKUP($D443,'DER Output'!$S$18:$W$41,4,FALSE),VLOOKUP($D443,'DER Output'!$S$18:$W$41,5,FALSE))","v":0.65426593965075153},{"$f":"IF($C443=\"S\",VLOOKUP($D443,'DER Output'!$S$18:$W$41,4,FALSE),VLOOKUP($D443,'DER Output'!$S$18:$W$41,5,FALSE))","v":0.65426593965075153},{"$f":"IFERROR(IF(OR(C443=\"S\",C443=\"D\"),VLOOKUP(B443,'Seasonal Customer Count'!$B:$I,4,FALSE),IF(C443=\"W\",VLOOKUP(B443,'Seasonal Customer Count'!$B:$P,12,FALSE),\"Check\")),0)","v":1},{"$f":"IFERROR(IF(OR(C443=\"S\",C443=\"D\"),VLOOKUP(B443,'Seasonal Customer Count'!$B:$P,5,FALSE),IF(C443=\"W\",VLOOKUP(B443,'Seasonal Customer Count'!$B:$P,13,FALSE),\"Check\")),0)","v":30},{"$f":"IFERROR(IF(OR(C443=\"S\",C443=\"D\"),VLOOKUP(B443,'Seasonal Customer Count'!$B:$P,6,FALSE),IF(C443=\"W\",VLOOKUP(B443,'Seasonal Customer Count'!$B:$P,14,FALSE),\"Check\")),0)","v":49},{"$f":"IFERROR(IF(OR(C443=\"S\",C443=\"D\"),VLOOKUP(B443,'Seasonal Customer Count'!$B:$P,7,FALSE),IF(C443=\"W\",VLOOKUP(B443,'Seasonal Customer Count'!$B:$P,15,FALSE),\"Check\")),0)","v":2},{"$f":"IFERROR(IF(OR(C443=\"S\",C443=\"D\"),VLOOKUP(B443,'Seasonal Customer Count'!$B:$P,8,FALSE),IF(C443=\"W\",VLOOKUP(B443,'Seasonal Customer Count'!$B:$P,16,FALSE),\"Check\")),0)","v":0},{"$f":"Summary!$D$8*(K443*'Average Project Size'!$F$6+L443*'Average Project Size'!$F$7+M443*'Average Project Size'!$F$8+N443*'Average Project Size'!$F$10+O443*'Average Project Size'!$F$9)/1000","v":1.6538323104059189E-2},{"$f":"Summary!$D$8*(K443*F443*'Average Project Size'!$F$6+L443*G443*'Average Project Size'!$F$7+M443*H443*'Average Project Size'!$F$8+N443*I443*'Average Project Size'!$F$10+O443*J443*'Average Project Size'!$F$9)/1000","v":1.0820461505925019E-2}]
[null,{"$f":"'Peak Identification'!B442","v":"HILL12"},{"$f":"'Peak Identification'!D442","v":"S"},{"$f":"'Peak Identification'!E442","v":18},{"$f":"VLOOKUP($D444,'DER Output'!$S$17:$X$41,6,FALSE)","v":0.16032398020038169},{"$f":"IF($C444=\"S\",VLOOKUP($D444,'DER Output'!$S$18:$W$41,2,FALSE),VLOOKUP($D444,'DER Output'!$S$18:$W$41,3,FALSE))","v":0.17224423800777711},{"$f":"IF($C444=\"S\",VLOOKUP($D444,'DER Output'!$S$18:$W$41,4,FALSE),VLOOKUP($D444,'DER Output'!$S$18:$W$41,5,FALSE))","v":0.17224423800777711},{"$f":"IF($C444=\"S\",VLOOKUP($D444,'DER Output'!$S$18:$W$41,4,FALSE),VLOOKUP($D444,'DER Output'!$S$18:$W$41,5,FALSE))","v":0.17224423800777711},{"$f":"IF($C444=\"S\",VLOOKUP($D444,'DER Output'!$S$18:$W$41,4,FALSE),VLOOKUP($D444,'DER Output'!$S$18:$W$41,5,FALSE))","v":0.17224423800777711},{"$f":"IF($C444=\"S\",VLOOKUP($D444,'DER Output'!$S$18:$W$41,4,FALSE),VLOOKUP($D444,'DER Output'!$S$18:$W$41,5,FALSE))","v":0.17224423800777711},{"$f":"IFERROR(IF(OR(C444=\"S\",C444=\"D\"),VLOOKUP(B444,'Seasonal Customer Count'!$B:$I,4,FALSE),IF(C444=\"W\",VLOOKUP(B444,'Seasonal Customer Count'!$B:$P,12,FALSE),\"Check\")),0)","v":1956},{"$f":"IFERROR(IF(OR(C444=\"S\",C444=\"D\"),VLOOKUP(B444,'Seasonal Customer Count'!$B:$P,5,FALSE),IF(C444=\"W\",VLOOKUP(B444,'Seasonal Customer Count'!$B:$P,13,FALSE),\"Check\")),0)","v":74},{"$f":"IFERROR(IF(OR(C444=\"S\",C444=\"D\"),VLOOKUP(B444,'Seasonal Customer Count'!$B:$P,6,FALSE),IF(C444=\"W\",VLOOKUP(B444,'Seasonal Customer Count'!$B:$P,14,FALSE),\"Check\")),0)","v":81},{"$f":"IFERROR(IF(OR(C444=\"S\",C444=\"D\"),VLOOKUP(B444,'Seasonal Customer Count'!$B:$P,7,FALSE),IF(C444=\"W\",VLOOKUP(B444,'Seasonal Customer Count'!$B:$P,15,FALSE),\"Check\")),0)","v":0},{"$f":"IFERROR(IF(OR(C444=\"S\",C444=\"D\"),VLOOKUP(B444,'Seasonal Customer Count'!$B:$P,8,FALSE),IF(C444=\"W\",VLOOKUP(B444,'Seasonal Customer Count'!$B:$P,16,FALSE),\"Check\")),0)","v":5},{"$f":"Summary!$D$8*(K444*'Average Project Size'!$F$6+L444*'Average Project Size'!$F$7+M444*'Average Project Size'!$F$8+N444*'Average Project Size'!$F$10+O444*'Average Project Size'!$F$9)/1000","v":0.10028427731456027},{"$f":"Summary!$D$8*(K444*F444*'Average Project Size'!$F$6+L444*G444*'Average Project Size'!$F$7+M444*H444*'Average Project Size'!$F$8+N444*I444*'Average Project Size'!$F$10+O444*J444*'Average Project Size'!$F$9)/1000","v":1.727338893020704E-2}]
[null,{"$f":"'Peak Identification'!B443","v":"HILL13"},{"$f":"'Peak Identification'!D443","v":"S"},{"$f":"'Peak Identification'!E443","v":17},{"$f":"VLOOKUP($D445,'DER Output'!$S$17:$X$41,6,FALSE)","v":0.19174838710475617},{"$f":"IF($C445=\"S\",VLOOKUP($D445,'DER Output'!$S$18:$W$41,2,FALSE),VLOOKUP($D445,'DER Output'!$S$18:$W$41,3,FALSE))","v":0.30300399777640191},{"$f":"IF($C445=\"S\",VLOOKUP($D445,'DER Output'!$S$18:$W$41,4,FALSE),VLOOKUP($D445,'DER Output'!$S$18:$W$41,5,FALSE))","v":0.30300399777640191},{"$f":"IF($C445=\"S\",VLOOKUP($D445,'DER Output'!$S$18:$W$41,4,FALSE),VLOOKUP($D445,'DER Output'!$S$18:$W$41,5,FALSE))","v":0.30300399777640191},{"$f":"IF($C445=\"S\",VLOOKUP($D445,'DER Output'!$S$18:$W$41,4,FALSE),VLOOKUP($D445,'DER Output'!$S$18:$W$41,5,FALSE))","v":0.30300399777640191},{"$f":"IF($C445=\"S\",VLOOKUP($D445,'DER Output'!$S$18:$W$41,4,FALSE),VLOOKUP($D445,'DER Output'!$S$18:$W$41,5,FALSE))","v":0.30300399777640191},{"$f":"IFERROR(IF(OR(C445=\"S\",C445=\"D\"),VLOOKUP(B445,'Seasonal Customer Count'!$B:$I,4,FALSE),IF(C445=\"W\",VLOOKUP(B445,'Seasonal Customer Count'!$B:$P,12,FALSE),\"Check\")),0)","v":1770},{"$f":"IFERROR(IF(OR(C445=\"S\",C445=\"D\"),VLOOKUP(B445,'Seasonal Customer Count'!$B:$P,5,FALSE),IF(C445=\"W\",VLOOKUP(B445,'Seasonal Customer Count'!$B:$P,13,FALSE),\"Check\")),0)","v":34},{"$f":"IFERROR(IF(OR(C445=\"S\",C445=\"D\"),VLOOKUP(B445,'Seasonal Customer Count'!$B:$P,6,FALSE),IF(C445=\"W\",VLOOKUP(B445,'Seasonal Customer Count'!$B:$P,14,FALSE),\"Check\")),0)","v":25},{"$f":"IFERROR(IF(OR(C445=\"S\",C445=\"D\"),VLOOKUP(B445,'Seasonal Customer Count'!$B:$P,7,FALSE),IF(C445=\"W\",VLOOKUP(B445,'Seasonal Customer Count'!$B:$P,15,FALSE),\"Check\")),0)","v":0},{"$f":"IFERROR(IF(OR(C445=\"S\",C445=\"D\"),VLOOKUP(B445,'Seasonal Customer Count'!$B:$P,8,FALSE),IF(C445=\"W\",VLOOKUP(B445,'Seasonal Customer Count'!$B:$P,16,FALSE),\"Check\")),0)","v":7},{"$f":"Summary!$D$8*(K445*'Average Project Size'!$F$6+L445*'Average Project Size'!$F$7+M445*'Average Project Size'!$F$8+N445*'Average Project Size'!$F$10+O445*'Average Project Size'!$F$9)/1000","v":8.1598422052495026E-2},{"$f":"Summary!$D$8*(K445*F445*'Average Project Size'!$F$6+L445*G445*'Average Project Size'!$F$7+M445*H445*'Average Project Size'!$F$8+N445*I445*'Average Project Size'!$F$10+O445*J445*'Average Project Size'!$F$9)/1000","v":2.4724648094152105E-2}]
[null,{"$f":"'Peak Identification'!B444","v":"HILL14"},{"$f":"'Peak Identification'!D444","v":"S"},{"$f":"'Peak Identification'!E444","v":16},{"$f":"VLOOKUP($D446,'DER Output'!$S$17:$X$41,6,FALSE)","v":0.22644022312513051},{"$f":"IF($C446=\"S\",VLOOKUP($D446,'DER Output'!$S$18:$W$41,2,FALSE),VLOOKUP($D446,'DER Output'!$S$18:$W$41,3,FALSE))","v":0.44781407722569133},{"$f":"IF($C446=\"S\",VLOOKUP($D446,'DER Output'!$S$18:$W$41,4,FALSE),VLOOKUP($D446,'DER Output'!$S$18:$W$41,5,FALSE))","v":0.44781407722569133},{"$f":"IF($C446=\"S\",VLOOKUP($D446,'DER Output'!$S$18:$W$41,4,FALSE),VLOOKUP($D446,'DER Output'!$S$18:$W$41,5,FALSE))","v":0.44781407722569133},{"$f":"IF($C446=\"S\",VLOOKUP($D446,'DER Output'!$S$18:$W$41,4,FALSE),VLOOKUP($D446,'DER Output'!$S$18:$W$41,5,FALSE))","v":0.44781407722569133},{"$f":"IF($C446=\"S\",VLOOKUP($D446,'DER Output'!$S$18:$W$41,4,FALSE),VLOOKUP($D446,'DER Output'!$S$18:$W$41,5,FALSE))","v":0.44781407722569133},{"$f":"IFERROR(IF(OR(C446=\"S\",C446=\"D\"),VLOOKUP(B446,'Seasonal Customer Count'!$B:$I,4,FALSE),IF(C446=\"W\",VLOOKUP(B446,'Seasonal Customer Count'!$B:$P,12,FALSE),\"Check\")),0)","v":1449},{"$f":"IFERROR(IF(OR(C446=\"S\",C446=\"D\"),VLOOKUP(B446,'Seasonal Customer Count'!$B:$P,5,FALSE),IF(C446=\"W\",VLOOKUP(B446,'Seasonal Customer Count'!$B:$P,13,FALSE),\"Check\")),0)","v":27},{"$f":"IFERROR(IF(OR(C446=\"S\",C446=\"D\"),VLOOKUP(B446,'Seasonal Customer Count'!$B:$P,6,FALSE),IF(C446=\"W\",VLOOKUP(B446,'Seasonal Customer Count'!$B:$P,14,FALSE),\"Check\")),0)","v":30},{"$f":"IFERROR(IF(OR(C446=\"S\",C446=\"D\"),VLOOKUP(B446,'Seasonal Customer Count'!$B:$P,7,FALSE),IF(C446=\"W\",VLOOKUP(B446,'Seasonal Customer Count'!$B:$P,15,FALSE),\"Check\")),0)","v":1},{"$f":"IFERROR(IF(OR(C446=\"S\",C446=\"D\"),VLOOKUP(B446,'Seasonal Customer Count'!$B:$P,8,FALSE),IF(C446=\"W\",VLOOKUP(B446,'Seasonal Customer Count'!$B:$P,16,FALSE),\"Check\")),0)","v":14},{"$f":"Summary!$D$8*(K446*'Average Project Size'!$F$6+L446*'Average Project Size'!$F$7+M446*'Average Project Size'!$F$8+N446*'Average Project Size'!$F$10+O446*'Average Project Size'!$F$9)/1000","v":7.6573711482301673E-2},{"$f":"Summary!$D$8*(K446*F446*'Average Project Size'!$F$6+L446*G446*'Average Project Size'!$F$7+M446*H446*'Average Project Size'!$F$8+N446*I446*'Average Project Size'!$F$10+O446*J446*'Average Project Size'!$F$9)/1000","v":3.4290785947193252E-2}]
[null,{"$f":"'Peak Identification'!B445","v":"HILL15"},{"$f":"'Peak Identification'!D445","v":"S"},{"$f":"'Peak Identification'!E445","v":17},{"$f":"VLOOKUP($D447,'DER Output'!$S$17:$X$41,6,FALSE)","v":0.19174838710475617},{"$f":"IF($C447=\"S\",VLOOKUP($D447,'DER Output'!$S$18:$W$41,2,FALSE),VLOOKUP($D447,'DER Output'!$S$18:$W$41,3,FALSE))","v":0.30300399777640191},{"$f":"IF($C447=\"S\",VLOOKUP($D447,'DER Output'!$S$18:$W$41,4,FALSE),VLOOKUP($D447,'DER Output'!$S$18:$W$41,5,FALSE))","v":0.30300399777640191},{"$f":"IF($C447=\"S\",VLOOKUP($D447,'DER Output'!$S$18:$W$41,4,FALSE),VLOOKUP($D447,'DER Output'!$S$18:$W$41,5,FALSE))","v":0.30300399777640191},{"$f":"IF($C447=\"S\",VLOOKUP($D447,'DER Output'!$S$18:$W$41,4,FALSE),VLOOKUP($D447,'DER Output'!$S$18:$W$41,5,FALSE))","v":0.30300399777640191},{"$f":"IF($C447=\"S\",VLOOKUP($D447,'DER Output'!$S$18:$W$41,4,FALSE),VLOOKUP($D447,'DER Output'!$S$18:$W$41,5,FALSE))","v":0.30300399777640191},{"$f":"IFERROR(IF(OR(C447=\"S\",C447=\"D\"),VLOOKUP(B447,'Seasonal Customer Count'!$B:$I,4,FALSE),IF(C447=\"W\",VLOOKUP(B447,'Seasonal Customer Count'!$B:$P,12,FALSE),\"Check\")),0)","v":786},{"$f":"IFERROR(IF(OR(C447=\"S\",C447=\"D\"),VLOOKUP(B447,'Seasonal Customer Count'!$B:$P,5,FALSE),IF(C447=\"W\",VLOOKUP(B447,'Seasonal Customer Count'!$B:$P,13,FALSE),\"Check\")),0)","v":32},{"$f":"IFERROR(IF(OR(C447=\"S\",C447=\"D\"),VLOOKUP(B447,'Seasonal Customer Count'!$B:$P,6,FALSE),IF(C447=\"W\",VLOOKUP(B447,'Seasonal Customer Count'!$B:$P,14,FALSE),\"Check\")),0)","v":92},{"$f":"IFERROR(IF(OR(C447=\"S\",C447=\"D\"),VLOOKUP(B447,'Seasonal Customer Count'!$B:$P,7,FALSE),IF(C447=\"W\",VLOOKUP(B447,'Seasonal Customer Count'!$B:$P,15,FALSE),\"Check\")),0)","v":0},{"$f":"IFERROR(IF(OR(C447=\"S\",C447=\"D\"),VLOOKUP(B447,'Seasonal Customer Count'!$B:$P,8,FALSE),IF(C447=\"W\",VLOOKUP(B447,'Seasonal Customer Count'!$B:$P,16,FALSE),\"Check\")),0)","v":1},{"$f":"Summary!$D$8*(K447*'Average Project Size'!$F$6+L447*'Average Project Size'!$F$7+M447*'Average Project Size'!$F$8+N447*'Average Project Size'!$F$10+O447*'Average Project Size'!$F$9)/1000","v":5.0046970538045091E-2},{"$f":"Summary!$D$8*(K447*F447*'Average Project Size'!$F$6+L447*G447*'Average Project Size'!$F$7+M447*H447*'Average Project Size'!$F$8+N447*I447*'Average Project Size'!$F$10+O447*J447*'Average Project Size'!$F$9)/1000","v":1.5164432149625465E-2}]
[null,{"$f":"'Peak Identification'!B446","v":"HILL16"},{"$f":"'Peak Identification'!D446","v":"S"},{"$f":"'Peak Identification'!E446","v":16},{"$f":"VLOOKUP($D448,'DER Output'!$S$17:$X$41,6,FALSE)","v":0.22644022312513051},{"$f":"IF($C448=\"S\",VLOOKUP($D448,'DER Output'!$S$18:$W$41,2,FALSE),VLOOKUP($D448,'DER Output'!$S$18:$W$41,3,FALSE))","v":0.44781407722569133},{"$f":"IF($C448=\"S\",VLOOKUP($D448,'DER Output'!$S$18:$W$41,4,FALSE),VLOOKUP($D448,'DER Output'!$S$18:$W$41,5,FALSE))","v":0.44781407722569133},{"$f":"IF($C448=\"S\",VLOOKUP($D448,'DER Output'!$S$18:$W$41,4,FALSE),VLOOKUP($D448,'DER Output'!$S$18:$W$41,5,FALSE))","v":0.44781407722569133},{"$f":"IF($C448=\"S\",VLOOKUP($D448,'DER Output'!$S$18:$W$41,4,FALSE),VLOOKUP($D448,'DER Output'!$S$18:$W$41,5,FALSE))","v":0.44781407722569133},{"$f":"IF($C448=\"S\",VLOOKUP($D448,'DER Output'!$S$18:$W$41,4,FALSE),VLOOKUP($D448,'DER Output'!$S$18:$W$41,5,FALSE))","v":0.44781407722569133},{"$f":"IFERROR(IF(OR(C448=\"S\",C448=\"D\"),VLOOKUP(B448,'Seasonal Customer Count'!$B:$I,4,FALSE),IF(C448=\"W\",VLOOKUP(B448,'Seasonal Customer Count'!$B:$P,12,FALSE),\"Check\")),0)","v":268},{"$f":"IFERROR(IF(OR(C448=\"S\",C448=\"D\"),VLOOKUP(B448,'Seasonal Customer Count'!$B:$P,5,FALSE),IF(C448=\"W\",VLOOKUP(B448,'Seasonal Customer Count'!$B:$P,13,FALSE),\"Check\")),0)","v":19},{"$f":"IFERROR(IF(OR(C448=\"S\",C448=\"D\"),VLOOKUP(B448,'Seasonal Customer Count'!$B:$P,6,FALSE),IF(C448=\"W\",VLOOKUP(B448,'Seasonal Customer Count'!$B:$P,14,FALSE),\"Check\")),0)","v":63},{"$f":"IFERROR(IF(OR(C448=\"S\",C448=\"D\"),VLOOKUP(B448,'Seasonal Customer Count'!$B:$P,7,FALSE),IF(C448=\"W\",VLOOKUP(B448,'Seasonal Customer Count'!$B:$P,15,FALSE),\"Check\")),0)","v":2},{"$f":"IFERROR(IF(OR(C448=\"S\",C448=\"D\"),VLOOKUP(B448,'Seasonal Customer Count'!$B:$P,8,FALSE),IF(C448=\"W\",VLOOKUP(B448,'Seasonal Customer Count'!$B:$P,16,FALSE),\"Check\")),0)","v":3},{"$f":"Summary!$D$8*(K448*'Average Project Size'!$F$6+L448*'Average Project Size'!$F$7+M448*'Average Project Size'!$F$8+N448*'Average Project Size'!$F$10+O448*'Average Project Size'!$F$9)/1000","v":3.0659902240260738E-2},{"$f":"Summary!$D$8*(K448*F448*'Average Project Size'!$F$6+L448*G448*'Average Project Size'!$F$7+M448*H448*'Average Project Size'!$F$8+N448*I448*'Average Project Size'!$F$10+O448*J448*'Average Project Size'!$F$9)/1000","v":1.3729935829552271E-2}]
[null,{"$f":"'Peak Identification'!B447","v":"HILL17"},{"$f":"'Peak Identification'!D447","v":"S"},{"$f":"'Peak Identification'!E447","v":18},{"$f":"VLOOKUP($D449,'DER Output'!$S$17:$X$41,6,FALSE)","v":0.16032398020038169},{"$f":"IF($C449=\"S\",VLOOKUP($D449,'DER Output'!$S$18:$W$41,2,FALSE),VLOOKUP($D449,'DER Output'!$S$18:$W$41,3,FALSE))","v":0.17224423800777711},{"$f":"IF($C449=\"S\",VLOOKUP($D449,'DER Output'!$S$18:$W$41,4,FALSE),VLOOKUP($D449,'DER Output'!$S$18:$W$41,5,FALSE))","v":0.17224423800777711},{"$f":"IF($C449=\"S\",VLOOKUP($D449,'DER Output'!$S$18:$W$41,4,FALSE),VLOOKUP($D449,'DER Output'!$S$18:$W$41,5,FALSE))","v":0.17224423800777711},{"$f":"IF($C449=\"S\",VLOOKUP($D449,'DER Output'!$S$18:$W$41,4,FALSE),VLOOKUP($D449,'DER Output'!$S$18:$W$41,5,FALSE))","v":0.17224423800777711},{"$f":"IF($C449=\"S\",VLOOKUP($D449,'DER Output'!$S$18:$W$41,4,FALSE),VLOOKUP($D449,'DER Output'!$S$18:$W$41,5,FALSE))","v":0.17224423800777711},{"$f":"IFERROR(IF(OR(C449=\"S\",C449=\"D\"),VLOOKUP(B449,'Seasonal Customer Count'!$B:$I,4,FALSE),IF(C449=\"W\",VLOOKUP(B449,'Seasonal Customer Count'!$B:$P,12,FALSE),\"Check\")),0)","v":0},{"$f":"IFERROR(IF(OR(C449=\"S\",C449=\"D\"),VLOOKUP(B449,'Seasonal Customer Count'!$B:$P,5,FALSE),IF(C449=\"W\",VLOOKUP(B449,'Seasonal Customer Count'!$B:$P,13,FALSE),\"Check\")),0)","v":0},{"$f":"IFERROR(IF(OR(C449=\"S\",C449=\"D\"),VLOOKUP(B449,'Seasonal Customer Count'!$B:$P,6,FALSE),IF(C449=\"W\",VLOOKUP(B449,'Seasonal Customer Count'!$B:$P,14,FALSE),\"Check\")),0)","v":0},{"$f":"IFERROR(IF(OR(C449=\"S\",C449=\"D\"),VLOOKUP(B449,'Seasonal Customer Count'!$B:$P,7,FALSE),IF(C449=\"W\",VLOOKUP(B449,'Seasonal Customer Count'!$B:$P,15,FALSE),\"Check\")),0)","v":0},{"$f":"IFERROR(IF(OR(C449=\"S\",C449=\"D\"),VLOOKUP(B449,'Seasonal Customer Count'!$B:$P,8,FALSE),IF(C449=\"W\",VLOOKUP(B449,'Seasonal Customer Count'!$B:$P,16,FALSE),\"Check\")),0)","v":0},{"$f":"Summary!$D$8*(K449*'Average Project Size'!$F$6+L449*'Average Project Size'!$F$7+M449*'Average Project Size'!$F$8+N449*'Average Project Size'!$F$10+O449*'Average Project Size'!$F$9)/1000","v":0},{"$f":"Summary!$D$8*(K449*F449*'Average Project Size'!$F$6+L449*G449*'Average Project Size'!$F$7+M449*H449*'Average Project Size'!$F$8+N449*I449*'Average Project Size'!$F$10+O449*J449*'Average Project Size'!$F$9)/1000","v":0}]
[null,{"$f":"'Peak Identification'!B448","v":"HILL T-131"},{"$f":"'Peak Identification'!D448","v":"S"},{"$f":"'Peak Identification'!E448","v":17},{"$f":"VLOOKUP($D450,'DER Output'!$S$17:$X$41,6,FALSE)","v":0.19174838710475617},{"$f":"IF($C450=\"S\",VLOOKUP($D450,'DER Output'!$S$18:$W$41,2,FALSE),VLOOKUP($D450,'DER Output'!$S$18:$W$41,3,FALSE))","v":0.30300399777640191},{"$f":"IF($C450=\"S\",VLOOKUP($D450,'DER Output'!$S$18:$W$41,4,FALSE),VLOOKUP($D450,'DER Output'!$S$18:$W$41,5,FALSE))","v":0.30300399777640191},{"$f":"IF($C450=\"S\",VLOOKUP($D450,'DER Output'!$S$18:$W$41,4,FALSE),VLOOKUP($D450,'DER Output'!$S$18:$W$41,5,FALSE))","v":0.30300399777640191},{"$f":"IF($C450=\"S\",VLOOKUP($D450,'DER Output'!$S$18:$W$41,4,FALSE),VLOOKUP($D450,'DER Output'!$S$18:$W$41,5,FALSE))","v":0.30300399777640191},{"$f":"IF($C450=\"S\",VLOOKUP($D450,'DER Output'!$S$18:$W$41,4,FALSE),VLOOKUP($D450,'DER Output'!$S$18:$W$41,5,FALSE))","v":0.30300399777640191},{"$f":"IFERROR(IF(OR(C450=\"S\",C450=\"D\"),VLOOKUP(B450,'Seasonal Customer Count'!$B:$I,4,FALSE),IF(C450=\"W\",VLOOKUP(B450,'Seasonal Customer Count'!$B:$P,12,FALSE),\"Check\")),0)","v":5176},{"$f":"IFERROR(IF(OR(C450=\"S\",C450=\"D\"),VLOOKUP(B450,'Seasonal Customer Count'!$B:$P,5,FALSE),IF(C450=\"W\",VLOOKUP(B450,'Seasonal Customer Count'!$B:$P,13,FALSE),\"Check\")),0)","v":165},{"$f":"IFERROR(IF(OR(C450=\"S\",C450=\"D\"),VLOOKUP(B450,'Seasonal Customer Count'!$B:$P,6,FALSE),IF(C450=\"W\",VLOOKUP(B450,'Seasonal Customer Count'!$B:$P,14,FALSE),\"Check\")),0)","v":185},{"$f":"IFERROR(IF(OR(C450=\"S\",C450=\"D\"),VLOOKUP(B450,'Seasonal Customer Count'!$B:$P,7,FALSE),IF(C450=\"W\",VLOOKUP(B450,'Seasonal Customer Count'!$B:$P,15,FALSE),\"Check\")),0)","v":3},{"$f":"IFERROR(IF(OR(C450=\"S\",C450=\"D\"),VLOOKUP(B450,'Seasonal Customer Count'!$B:$P,8,FALSE),IF(C450=\"W\",VLOOKUP(B450,'Seasonal Customer Count'!$B:$P,16,FALSE),\"Check\")),0)","v":26},{"$f":"Summary!$D$8*(K450*'Average Project Size'!$F$6+L450*'Average Project Size'!$F$7+M450*'Average Project Size'!$F$8+N450*'Average Project Size'!$F$10+O450*'Average Project Size'!$F$9)/1000","v":0.27499473395341617},{"$f":"Summary!$D$8*(K450*F450*'Average Project Size'!$F$6+L450*G450*'Average Project Size'!$F$7+M450*H450*'Average Project Size'!$F$8+N450*I450*'Average Project Size'!$F$10+O450*J450*'Average Project Size'!$F$9)/1000","v":8.3324503755343143E-2}]
[null,{"$f":"'Peak Identification'!B449","v":"HILL T-132"},{"$f":"'Peak Identification'!D449","v":"S"},{"$f":"'Peak Identification'!E449","v":17},{"$f":"VLOOKUP($D451,'DER Output'!$S$17:$X$41,6,FALSE)","v":0.19174838710475617},{"$f":"IF($C451=\"S\",VLOOKUP($D451,'DER Output'!$S$18:$W$41,2,FALSE),VLOOKUP($D451,'DER Output'!$S$18:$W$41,3,FALSE))","v":0.30300399777640191},{"$f":"IF($C451=\"S\",VLOOKUP($D451,'DER Output'!$S$18:$W$41,4,FALSE),VLOOKUP($D451,'DER Output'!$S$18:$W$41,5,FALSE))","v":0.30300399777640191},{"$f":"IF($C451=\"S\",VLOOKUP($D451,'DER Output'!$S$18:$W$41,4,FALSE),VLOOKUP($D451,'DER Output'!$S$18:$W$41,5,FALSE))","v":0.30300399777640191},{"$f":"IF($C451=\"S\",VLOOKUP($D451,'DER Output'!$S$18:$W$41,4,FALSE),VLOOKUP($D451,'DER Output'!$S$18:$W$41,5,FALSE))","v":0.30300399777640191},{"$f":"IF($C451=\"S\",VLOOKUP($D451,'DER Output'!$S$18:$W$41,4,FALSE),VLOOKUP($D451,'DER Output'!$S$18:$W$41,5,FALSE))","v":0.30300399777640191},{"$f":"IFERROR(IF(OR(C451=\"S\",C451=\"D\"),VLOOKUP(B451,'Seasonal Customer Count'!$B:$I,4,FALSE),IF(C451=\"W\",VLOOKUP(B451,'Seasonal Customer Count'!$B:$P,12,FALSE),\"Check\")),0)","v":1054},{"$f":"IFERROR(IF(OR(C451=\"S\",C451=\"D\"),VLOOKUP(B451,'Seasonal Customer Count'!$B:$P,5,FALSE),IF(C451=\"W\",VLOOKUP(B451,'Seasonal Customer Count'!$B:$P,13,FALSE),\"Check\")),0)","v":51},{"$f":"IFERROR(IF(OR(C451=\"S\",C451=\"D\"),VLOOKUP(B451,'Seasonal Customer Count'!$B:$P,6,FALSE),IF(C451=\"W\",VLOOKUP(B451,'Seasonal Customer Count'!$B:$P,14,FALSE),\"Check\")),0)","v":155},{"$f":"IFERROR(IF(OR(C451=\"S\",C451=\"D\"),VLOOKUP(B451,'Seasonal Customer Count'!$B:$P,7,FALSE),IF(C451=\"W\",VLOOKUP(B451,'Seasonal Customer Count'!$B:$P,15,FALSE),\"Check\")),0)","v":2},{"$f":"IFERROR(IF(OR(C451=\"S\",C451=\"D\"),VLOOKUP(B451,'Seasonal Customer Count'!$B:$P,8,FALSE),IF(C451=\"W\",VLOOKUP(B451,'Seasonal Customer Count'!$B:$P,16,FALSE),\"Check\")),0)","v":4},{"$f":"Summary!$D$8*(K451*'Average Project Size'!$F$6+L451*'Average Project Size'!$F$7+M451*'Average Project Size'!$F$8+N451*'Average Project Size'!$F$10+O451*'Average Project Size'!$F$9)/1000","v":8.0706872778305822E-2},{"$f":"Summary!$D$8*(K451*F451*'Average Project Size'!$F$6+L451*G451*'Average Project Size'!$F$7+M451*H451*'Average Project Size'!$F$8+N451*I451*'Average Project Size'!$F$10+O451*J451*'Average Project Size'!$F$9)/1000","v":2.445450509985813E-2}]
[null,{"$f":"'Peak Identification'!B450","v":"HINE T-131"},{"$f":"'Peak Identification'!D450","v":"S"},{"$f":"'Peak Identification'!E450","v":0},{"$f":"VLOOKUP($D452,'DER Output'!$S$17:$X$41,6,FALSE)","v":0},{"$f":"IF($C452=\"S\",VLOOKUP($D452,'DER Output'!$S$18:$W$41,2,FALSE),VLOOKUP($D452,'DER Output'!$S$18:$W$41,3,FALSE))","v":5.9141103405834004E-4},{"$f":"IF($C452=\"S\",VLOOKUP($D452,'DER Output'!$S$18:$W$41,4,FALSE),VLOOKUP($D452,'DER Output'!$S$18:$W$41,5,FALSE))","v":5.9141103405834004E-4},{"$f":"IF($C452=\"S\",VLOOKUP($D452,'DER Output'!$S$18:$W$41,4,FALSE),VLOOKUP($D452,'DER Output'!$S$18:$W$41,5,FALSE))","v":5.9141103405834004E-4},{"$f":"IF($C452=\"S\",VLOOKUP($D452,'DER Output'!$S$18:$W$41,4,FALSE),VLOOKUP($D452,'DER Output'!$S$18:$W$41,5,FALSE))","v":5.9141103405834004E-4},{"$f":"IF($C452=\"S\",VLOOKUP($D452,'DER Output'!$S$18:$W$41,4,FALSE),VLOOKUP($D452,'DER Output'!$S$18:$W$41,5,FALSE))","v":5.9141103405834004E-4},{"$f":"IFERROR(IF(OR(C452=\"S\",C452=\"D\"),VLOOKUP(B452,'Seasonal Customer Count'!$B:$I,4,FALSE),IF(C452=\"W\",VLOOKUP(B452,'Seasonal Customer Count'!$B:$P,12,FALSE),\"Check\")),0)","v":0},{"$f":"IFERROR(IF(OR(C452=\"S\",C452=\"D\"),VLOOKUP(B452,'Seasonal Customer Count'!$B:$P,5,FALSE),IF(C452=\"W\",VLOOKUP(B452,'Seasonal Customer Count'!$B:$P,13,FALSE),\"Check\")),0)","v":0},{"$f":"IFERROR(IF(OR(C452=\"S\",C452=\"D\"),VLOOKUP(B452,'Seasonal Customer Count'!$B:$P,6,FALSE),IF(C452=\"W\",VLOOKUP(B452,'Seasonal Customer Count'!$B:$P,14,FALSE),\"Check\")),0)","v":0},{"$f":"IFERROR(IF(OR(C452=\"S\",C452=\"D\"),VLOOKUP(B452,'Seasonal Customer Count'!$B:$P,7,FALSE),IF(C452=\"W\",VLOOKUP(B452,'Seasonal Customer Count'!$B:$P,15,FALSE),\"Check\")),0)","v":0},{"$f":"IFERROR(IF(OR(C452=\"S\",C452=\"D\"),VLOOKUP(B452,'Seasonal Customer Count'!$B:$P,8,FALSE),IF(C452=\"W\",VLOOKUP(B452,'Seasonal Customer Count'!$B:$P,16,FALSE),\"Check\")),0)","v":0},{"$f":"Summary!$D$8*(K452*'Average Project Size'!$F$6+L452*'Average Project Size'!$F$7+M452*'Average Project Size'!$F$8+N452*'Average Project Size'!$F$10+O452*'Average Project Size'!$F$9)/1000","v":0},{"$f":"Summary!$D$8*(K452*F452*'Average Project Size'!$F$6+L452*G452*'Average Project Size'!$F$7+M452*H452*'Average Project Size'!$F$8+N452*I452*'Average Project Size'!$F$10+O452*J452*'Average Project Size'!$F$9)/1000","v":0}]
[null,{"$f":"'Peak Identification'!B451","v":"HLND11"},{"$f":"'Peak Identification'!D451","v":"S"},{"$f":"'Peak Identification'!E451","v":18},{"$f":"VLOOKUP($D453,'DER Output'!$S$17:$X$41,6,FALSE)","v":0.16032398020038169},{"$f":"IF($C453=\"S\",VLOOKUP($D453,'DER Output'!$S$18:$W$41,2,FALSE),VLOOKUP($D453,'DER Output'!$S$18:$W$41,3,FALSE))","v":0.17224423800777711},{"$f":"IF($C453=\"S\",VLOOKUP($D453,'DER Output'!$S$18:$W$41,4,FALSE),VLOOKUP($D453,'DER Output'!$S$18:$W$41,5,FALSE))","v":0.17224423800777711},{"$f":"IF($C453=\"S\",VLOOKUP($D453,'DER Output'!$S$18:$W$41,4,FALSE),VLOOKUP($D453,'DER Output'!$S$18:$W$41,5,FALSE))","v":0.17224423800777711},{"$f":"IF($C453=\"S\",VLOOKUP($D453,'DER Output'!$S$18:$W$41,4,FALSE),VLOOKUP($D453,'DER Output'!$S$18:$W$41,5,FALSE))","v":0.17224423800777711},{"$f":"IF($C453=\"S\",VLOOKUP($D453,'DER Output'!$S$18:$W$41,4,FALSE),VLOOKUP($D453,'DER Output'!$S$18:$W$41,5,FALSE))","v":0.17224423800777711},{"$f":"IFERROR(IF(OR(C453=\"S\",C453=\"D\"),VLOOKUP(B453,'Seasonal Customer Count'!$B:$I,4,FALSE),IF(C453=\"W\",VLOOKUP(B453,'Seasonal Customer Count'!$B:$P,12,FALSE),\"Check\")),0)","v":512},{"$f":"IFERROR(IF(OR(C453=\"S\",C453=\"D\"),VLOOKUP(B453,'Seasonal Customer Count'!$B:$P,5,FALSE),IF(C453=\"W\",VLOOKUP(B453,'Seasonal Customer Count'!$B:$P,13,FALSE),\"Check\")),0)","v":9},{"$f":"IFERROR(IF(OR(C453=\"S\",C453=\"D\"),VLOOKUP(B453,'Seasonal Customer Count'!$B:$P,6,FALSE),IF(C453=\"W\",VLOOKUP(B453,'Seasonal Customer Count'!$B:$P,14,FALSE),\"Check\")),0)","v":3},{"$f":"IFERROR(IF(OR(C453=\"S\",C453=\"D\"),VLOOKUP(B453,'Seasonal Customer Count'!$B:$P,7,FALSE),IF(C453=\"W\",VLOOKUP(B453,'Seasonal Customer Count'!$B:$P,15,FALSE),\"Check\")),0)","v":0},{"$f":"IFERROR(IF(OR(C453=\"S\",C453=\"D\"),VLOOKUP(B453,'Seasonal Customer Count'!$B:$P,8,FALSE),IF(C453=\"W\",VLOOKUP(B453,'Seasonal Customer Count'!$B:$P,16,FALSE),\"Check\")),0)","v":0},{"$f":"Summary!$D$8*(K453*'Average Project Size'!$F$6+L453*'Average Project Size'!$F$7+M453*'Average Project Size'!$F$8+N453*'Average Project Size'!$F$10+O453*'Average Project Size'!$F$9)/1000","v":2.1526727782371514E-2},{"$f":"Summary!$D$8*(K453*F453*'Average Project Size'!$F$6+L453*G453*'Average Project Size'!$F$7+M453*H453*'Average Project Size'!$F$8+N453*I453*'Average Project Size'!$F$10+O453*J453*'Average Project Size'!$F$9)/1000","v":3.7078548236754265E-3}]
[null,{"$f":"'Peak Identification'!B452","v":"HLND12"},{"$f":"'Peak Identification'!D452","v":"W"},{"$f":"'Peak Identification'!E452","v":18},{"$f":"VLOOKUP($D454,'DER Output'!$S$17:$X$41,6,FALSE)","v":0.16032398020038169},{"$f":"IF($C454=\"S\",VLOOKUP($D454,'DER Output'!$S$18:$W$41,2,FALSE),VLOOKUP($D454,'DER Output'!$S$18:$W$41,3,FALSE))","v":5.535976984247182E-4},{"$f":"IF($C454=\"S\",VLOOKUP($D454,'DER Output'!$S$18:$W$41,4,FALSE),VLOOKUP($D454,'DER Output'!$S$18:$W$41,5,FALSE))","v":5.535976984247182E-4},{"$f":"IF($C454=\"S\",VLOOKUP($D454,'DER Output'!$S$18:$W$41,4,FALSE),VLOOKUP($D454,'DER Output'!$S$18:$W$41,5,FALSE))","v":5.535976984247182E-4},{"$f":"IF($C454=\"S\",VLOOKUP($D454,'DER Output'!$S$18:$W$41,4,FALSE),VLOOKUP($D454,'DER Output'!$S$18:$W$41,5,FALSE))","v":5.535976984247182E-4},{"$f":"IF($C454=\"S\",VLOOKUP($D454,'DER Output'!$S$18:$W$41,4,FALSE),VLOOKUP($D454,'DER Output'!$S$18:$W$41,5,FALSE))","v":5.535976984247182E-4},{"$f":"IFERROR(IF(OR(C454=\"S\",C454=\"D\"),VLOOKUP(B454,'Seasonal Customer Count'!$B:$I,4,FALSE),IF(C454=\"W\",VLOOKUP(B454,'Seasonal Customer Count'!$B:$P,12,FALSE),\"Check\")),0)","v":10},{"$f":"IFERROR(IF(OR(C454=\"S\",C454=\"D\"),VLOOKUP(B454,'Seasonal Customer Count'!$B:$P,5,FALSE),IF(C454=\"W\",VLOOKUP(B454,'Seasonal Customer Count'!$B:$P,13,FALSE),\"Check\")),0)","v":10},{"$f":"IFERROR(IF(OR(C454=\"S\",C454=\"D\"),VLOOKUP(B454,'Seasonal Customer Count'!$B:$P,6,FALSE),IF(C454=\"W\",VLOOKUP(B454,'Seasonal Customer Count'!$B:$P,14,FALSE),\"Check\")),0)","v":0},{"$f":"IFERROR(IF(OR(C454=\"S\",C454=\"D\"),VLOOKUP(B454,'Seasonal Customer Count'!$B:$P,7,FALSE),IF(C454=\"W\",VLOOKUP(B454,'Seasonal Customer Count'!$B:$P,15,FALSE),\"Check\")),0)","v":0},{"$f":"IFERROR(IF(OR(C454=\"S\",C454=\"D\"),VLOOKUP(B454,'Seasonal Customer Count'!$B:$P,8,FALSE),IF(C454=\"W\",VLOOKUP(B454,'Seasonal Customer Count'!$B:$P,16,FALSE),\"Check\")),0)","v":0},{"$f":"Summary!$D$8*(K454*'Average Project Size'!$F$6+L454*'Average Project Size'!$F$7+M454*'Average Project Size'!$F$8+N454*'Average Project Size'!$F$10+O454*'Average Project Size'!$F$9)/1000","v":1.1309418516866521E-3},{"$f":"Summary!$D$8*(K454*F454*'Average Project Size'!$F$6+L454*G454*'Average Project Size'!$F$7+M454*H454*'Average Project Size'!$F$8+N454*I454*'Average Project Size'!$F$10+O454*J454*'Average Project Size'!$F$9)/1000","v":6.2608680614591945E-7}]
[null,{"$f":"'Peak Identification'!B453","v":"HLND13"},{"$f":"'Peak Identification'!D453","v":"S"},{"$f":"'Peak Identification'!E453","v":18},{"$f":"VLOOKUP($D455,'DER Output'!$S$17:$X$41,6,FALSE)","v":0.16032398020038169},{"$f":"IF($C455=\"S\",VLOOKUP($D455,'DER Output'!$S$18:$W$41,2,FALSE),VLOOKUP($D455,'DER Output'!$S$18:$W$41,3,FALSE))","v":0.17224423800777711},{"$f":"IF($C455=\"S\",VLOOKUP($D455,'DER Output'!$S$18:$W$41,4,FALSE),VLOOKUP($D455,'DER Output'!$S$18:$W$41,5,FALSE))","v":0.17224423800777711},{"$f":"IF($C455=\"S\",VLOOKUP($D455,'DER Output'!$S$18:$W$41,4,FALSE),VLOOKUP($D455,'DER Output'!$S$18:$W$41,5,FALSE))","v":0.17224423800777711},{"$f":"IF($C455=\"S\",VLOOKUP($D455,'DER Output'!$S$18:$W$41,4,FALSE),VLOOKUP($D455,'DER Output'!$S$18:$W$41,5,FALSE))","v":0.17224423800777711},{"$f":"IF($C455=\"S\",VLOOKUP($D455,'DER Output'!$S$18:$W$41,4,FALSE),VLOOKUP($D455,'DER Output'!$S$18:$W$41,5,FALSE))","v":0.17224423800777711},{"$f":"IFERROR(IF(OR(C455=\"S\",C455=\"D\"),VLOOKUP(B455,'Seasonal Customer Count'!$B:$I,4,FALSE),IF(C455=\"W\",VLOOKUP(B455,'Seasonal Customer Count'!$B:$P,12,FALSE),\"Check\")),0)","v":0},{"$f":"IFERROR(IF(OR(C455=\"S\",C455=\"D\"),VLOOKUP(B455,'Seasonal Customer Count'!$B:$P,5,FALSE),IF(C455=\"W\",VLOOKUP(B455,'Seasonal Customer Count'!$B:$P,13,FALSE),\"Check\")),0)","v":0},{"$f":"IFERROR(IF(OR(C455=\"S\",C455=\"D\"),VLOOKUP(B455,'Seasonal Customer Count'!$B:$P,6,FALSE),IF(C455=\"W\",VLOOKUP(B455,'Seasonal Customer Count'!$B:$P,14,FALSE),\"Check\")),0)","v":1},{"$f":"IFERROR(IF(OR(C455=\"S\",C455=\"D\"),VLOOKUP(B455,'Seasonal Customer Count'!$B:$P,7,FALSE),IF(C455=\"W\",VLOOKUP(B455,'Seasonal Customer Count'!$B:$P,15,FALSE),\"Check\")),0)","v":2},{"$f":"IFERROR(IF(OR(C455=\"S\",C455=\"D\"),VLOOKUP(B455,'Seasonal Customer Count'!$B:$P,8,FALSE),IF(C455=\"W\",VLOOKUP(B455,'Seasonal Customer Count'!$B:$P,16,FALSE),\"Check\")),0)","v":0},{"$f":"Summary!$D$8*(K455*'Average Project Size'!$F$6+L455*'Average Project Size'!$F$7+M455*'Average Project Size'!$F$8+N455*'Average Project Size'!$F$10+O455*'Average Project Size'!$F$9)/1000","v":6.0430046895840715E-3},{"$f":"Summary!$D$8*(K455*F455*'Average Project Size'!$F$6+L455*G455*'Average Project Size'!$F$7+M455*H455*'Average Project Size'!$F$8+N455*I455*'Average Project Size'!$F$10+O455*J455*'Average Project Size'!$F$9)/1000","v":1.0408727380348322E-3}]
[null,{"$f":"'Peak Identification'!B454","v":"HLND14"},{"$f":"'Peak Identification'!D454","v":"S"},{"$f":"'Peak Identification'!E454","v":8},{"$f":"VLOOKUP($D456,'DER Output'!$S$17:$X$41,6,FALSE)","v":0},{"$f":"IF($C456=\"S\",VLOOKUP($D456,'DER Output'!$S$18:$W$41,2,FALSE),VLOOKUP($D456,'DER Output'!$S$18:$W$41,3,FALSE))","v":0.17099715675321933},{"$f":"IF($C456=\"S\",VLOOKUP($D456,'DER Output'!$S$18:$W$41,4,FALSE),VLOOKUP($D456,'DER Output'!$S$18:$W$41,5,FALSE))","v":0.17099715675321933},{"$f":"IF($C456=\"S\",VLOOKUP($D456,'DER Output'!$S$18:$W$41,4,FALSE),VLOOKUP($D456,'DER Output'!$S$18:$W$41,5,FALSE))","v":0.17099715675321933},{"$f":"IF($C456=\"S\",VLOOKUP($D456,'DER Output'!$S$18:$W$41,4,FALSE),VLOOKUP($D456,'DER Output'!$S$18:$W$41,5,FALSE))","v":0.17099715675321933},{"$f":"IF($C456=\"S\",VLOOKUP($D456,'DER Output'!$S$18:$W$41,4,FALSE),VLOOKUP($D456,'DER Output'!$S$18:$W$41,5,FALSE))","v":0.17099715675321933},{"$f":"IFERROR(IF(OR(C456=\"S\",C456=\"D\"),VLOOKUP(B456,'Seasonal Customer Count'!$B:$I,4,FALSE),IF(C456=\"W\",VLOOKUP(B456,'Seasonal Customer Count'!$B:$P,12,FALSE),\"Check\")),0)","v":0},{"$f":"IFERROR(IF(OR(C456=\"S\",C456=\"D\"),VLOOKUP(B456,'Seasonal Customer Count'!$B:$P,5,FALSE),IF(C456=\"W\",VLOOKUP(B456,'Seasonal Customer Count'!$B:$P,13,FALSE),\"Check\")),0)","v":0},{"$f":"IFERROR(IF(OR(C456=\"S\",C456=\"D\"),VLOOKUP(B456,'Seasonal Customer Count'!$B:$P,6,FALSE),IF(C456=\"W\",VLOOKUP(B456,'Seasonal Customer Count'!$B:$P,14,FALSE),\"Check\")),0)","v":0},{"$f":"IFERROR(IF(OR(C456=\"S\",C456=\"D\"),VLOOKUP(B456,'Seasonal Customer Count'!$B:$P,7,FALSE),IF(C456=\"W\",VLOOKUP(B456,'Seasonal Customer Count'!$B:$P,15,FALSE),\"Check\")),0)","v":0},{"$f":"IFERROR(IF(OR(C456=\"S\",C456=\"D\"),VLOOKUP(B456,'Seasonal Customer Count'!$B:$P,8,FALSE),IF(C456=\"W\",VLOOKUP(B456,'Seasonal Customer Count'!$B:$P,16,FALSE),\"Check\")),0)","v":0},{"$f":"Summary!$D$8*(K456*'Average Project Size'!$F$6+L456*'Average Project Size'!$F$7+M456*'Average Project Size'!$F$8+N456*'Average Project Size'!$F$10+O456*'Average Project Size'!$F$9)/1000","v":0},{"$f":"Summary!$D$8*(K456*F456*'Average Project Size'!$F$6+L456*G456*'Average Project Size'!$F$7+M456*H456*'Average Project Size'!$F$8+N456*I456*'Average Project Size'!$F$10+O456*J456*'Average Project Size'!$F$9)/1000","v":0}]
[null,{"$f":"'Peak Identification'!B455","v":"HLND T-131"},{"$f":"'Peak Identification'!D455","v":"S"},{"$f":"'Peak Identification'!E455","v":18},{"$f":"VLOOKUP($D457,'DER Output'!$S$17:$X$41,6,FALSE)","v":0.16032398020038169},{"$f":"IF($C457=\"S\",VLOOKUP($D457,'DER Output'!$S$18:$W$41,2,FALSE),VLOOKUP($D457,'DER Output'!$S$18:$W$41,3,FALSE))","v":0.17224423800777711},{"$f":"IF($C457=\"S\",VLOOKUP($D457,'DER Output'!$S$18:$W$41,4,FALSE),VLOOKUP($D457,'DER Output'!$S$18:$W$41,5,FALSE))","v":0.17224423800777711},{"$f":"IF($C457=\"S\",VLOOKUP($D457,'DER Output'!$S$18:$W$41,4,FALSE),VLOOKUP($D457,'DER Output'!$S$18:$W$41,5,FALSE))","v":0.17224423800777711},{"$f":"IF($C457=\"S\",VLOOKUP($D457,'DER Output'!$S$18:$W$41,4,FALSE),VLOOKUP($D457,'DER Output'!$S$18:$W$41,5,FALSE))","v":0.17224423800777711},{"$f":"IF($C457=\"S\",VLOOKUP($D457,'DER Output'!$S$18:$W$41,4,FALSE),VLOOKUP($D457,'DER Output'!$S$18:$W$41,5,FALSE))","v":0.17224423800777711},{"$f":"IFERROR(IF(OR(C457=\"S\",C457=\"D\"),VLOOKUP(B457,'Seasonal Customer Count'!$B:$I,4,FALSE),IF(C457=\"W\",VLOOKUP(B457,'Seasonal Customer Count'!$B:$P,12,FALSE),\"Check\")),0)","v":793},{"$f":"IFERROR(IF(OR(C457=\"S\",C457=\"D\"),VLOOKUP(B457,'Seasonal Customer Count'!$B:$P,5,FALSE),IF(C457=\"W\",VLOOKUP(B457,'Seasonal Customer Count'!$B:$P,13,FALSE),\"Check\")),0)","v":24},{"$f":"IFERROR(IF(OR(C457=\"S\",C457=\"D\"),VLOOKUP(B457,'Seasonal Customer Count'!$B:$P,6,FALSE),IF(C457=\"W\",VLOOKUP(B457,'Seasonal Customer Count'!$B:$P,14,FALSE),\"Check\")),0)","v":19},{"$f":"IFERROR(IF(OR(C457=\"S\",C457=\"D\"),VLOOKUP(B457,'Seasonal Customer Count'!$B:$P,7,FALSE),IF(C457=\"W\",VLOOKUP(B457,'Seasonal Customer Count'!$B:$P,15,FALSE),\"Check\")),0)","v":2},{"$f":"IFERROR(IF(OR(C457=\"S\",C457=\"D\"),VLOOKUP(B457,'Seasonal Customer Count'!$B:$P,8,FALSE),IF(C457=\"W\",VLOOKUP(B457,'Seasonal Customer Count'!$B:$P,16,FALSE),\"Check\")),0)","v":0},{"$f":"Summary!$D$8*(K457*'Average Project Size'!$F$6+L457*'Average Project Size'!$F$7+M457*'Average Project Size'!$F$8+N457*'Average Project Size'!$F$10+O457*'Average Project Size'!$F$9)/1000","v":4.2418688004307419E-2},{"$f":"Summary!$D$8*(K457*F457*'Average Project Size'!$F$6+L457*G457*'Average Project Size'!$F$7+M457*H457*'Average Project Size'!$F$8+N457*I457*'Average Project Size'!$F$10+O457*J457*'Average Project Size'!$F$9)/1000","v":7.3063745925915653E-3}]
[null,{"$f":"'Peak Identification'!B456","v":"HMDL11"},{"$f":"'Peak Identification'!D456","v":"W"},{"$f":"'Peak Identification'!E456","v":8},{"$f":"VLOOKUP($D458,'DER Output'!$S$17:$X$41,6,FALSE)","v":0},{"$f":"IF($C458=\"S\",VLOOKUP($D458,'DER Output'!$S$18:$W$41,2,FALSE),VLOOKUP($D458,'DER Output'!$S$18:$W$41,3,FALSE))","v":2.4357194050013426E-2},{"$f":"IF($C458=\"S\",VLOOKUP($D458,'DER Output'!$S$18:$W$41,4,FALSE),VLOOKUP($D458,'DER Output'!$S$18:$W$41,5,FALSE))","v":2.4357194050013426E-2},{"$f":"IF($C458=\"S\",VLOOKUP($D458,'DER Output'!$S$18:$W$41,4,FALSE),VLOOKUP($D458,'DER Output'!$S$18:$W$41,5,FALSE))","v":2.4357194050013426E-2},{"$f":"IF($C458=\"S\",VLOOKUP($D458,'DER Output'!$S$18:$W$41,4,FALSE),VLOOKUP($D458,'DER Output'!$S$18:$W$41,5,FALSE))","v":2.4357194050013426E-2},{"$f":"IF($C458=\"S\",VLOOKUP($D458,'DER Output'!$S$18:$W$41,4,FALSE),VLOOKUP($D458,'DER Output'!$S$18:$W$41,5,FALSE))","v":2.4357194050013426E-2},{"$f":"IFERROR(IF(OR(C458=\"S\",C458=\"D\"),VLOOKUP(B458,'Seasonal Customer Count'!$B:$I,4,FALSE),IF(C458=\"W\",VLOOKUP(B458,'Seasonal Customer Count'!$B:$P,12,FALSE),\"Check\")),0)","v":35},{"$f":"IFERROR(IF(OR(C458=\"S\",C458=\"D\"),VLOOKUP(B458,'Seasonal Customer Count'!$B:$P,5,FALSE),IF(C458=\"W\",VLOOKUP(B458,'Seasonal Customer Count'!$B:$P,13,FALSE),\"Check\")),0)","v":32},{"$f":"IFERROR(IF(OR(C458=\"S\",C458=\"D\"),VLOOKUP(B458,'Seasonal Customer Count'!$B:$P,6,FALSE),IF(C458=\"W\",VLOOKUP(B458,'Seasonal Customer Count'!$B:$P,14,FALSE),\"Check\")),0)","v":0},{"$f":"IFERROR(IF(OR(C458=\"S\",C458=\"D\"),VLOOKUP(B458,'Seasonal Customer Count'!$B:$P,7,FALSE),IF(C458=\"W\",VLOOKUP(B458,'Seasonal Customer Count'!$B:$P,15,FALSE),\"Check\")),0)","v":0},{"$f":"IFERROR(IF(OR(C458=\"S\",C458=\"D\"),VLOOKUP(B458,'Seasonal Customer Count'!$B:$P,8,FALSE),IF(C458=\"W\",VLOOKUP(B458,'Seasonal Customer Count'!$B:$P,16,FALSE),\"Check\")),0)","v":0},{"$f":"Summary!$D$8*(K458*'Average Project Size'!$F$6+L458*'Average Project Size'!$F$7+M458*'Average Project Size'!$F$8+N458*'Average Project Size'!$F$10+O458*'Average Project Size'!$F$9)/1000","v":3.7382560656700021E-3},{"$f":"Summary!$D$8*(K458*F458*'Average Project Size'!$F$6+L458*G458*'Average Project Size'!$F$7+M458*H458*'Average Project Size'!$F$8+N458*I458*'Average Project Size'!$F$10+O458*J458*'Average Project Size'!$F$9)/1000","v":9.105342840016396E-5}]
[null,{"$f":"'Peak Identification'!B457","v":"HMDL12"},{"$f":"'Peak Identification'!D457","v":"W"},{"$f":"'Peak Identification'!E457","v":7},{"$f":"VLOOKUP($D459,'DER Output'!$S$17:$X$41,6,FALSE)","v":0},{"$f":"IF($C459=\"S\",VLOOKUP($D459,'DER Output'!$S$18:$W$41,2,FALSE),VLOOKUP($D459,'DER Output'!$S$18:$W$41,3,FALSE))","v":1.6354374218706029E-3},{"$f":"IF($C459=\"S\",VLOOKUP($D459,'DER Output'!$S$18:$W$41,4,FALSE),VLOOKUP($D459,'DER Output'!$S$18:$W$41,5,FALSE))","v":1.6354374218706029E-3},{"$f":"IF($C459=\"S\",VLOOKUP($D459,'DER Output'!$S$18:$W$41,4,FALSE),VLOOKUP($D459,'DER Output'!$S$18:$W$41,5,FALSE))","v":1.6354374218706029E-3},{"$f":"IF($C459=\"S\",VLOOKUP($D459,'DER Output'!$S$18:$W$41,4,FALSE),VLOOKUP($D459,'DER Output'!$S$18:$W$41,5,FALSE))","v":1.6354374218706029E-3},{"$f":"IF($C459=\"S\",VLOOKUP($D459,'DER Output'!$S$18:$W$41,4,FALSE),VLOOKUP($D459,'DER Output'!$S$18:$W$41,5,FALSE))","v":1.6354374218706029E-3},{"$f":"IFERROR(IF(OR(C459=\"S\",C459=\"D\"),VLOOKUP(B459,'Seasonal Customer Count'!$B:$I,4,FALSE),IF(C459=\"W\",VLOOKUP(B459,'Seasonal Customer Count'!$B:$P,12,FALSE),\"Check\")),0)","v":25},{"$f":"IFERROR(IF(OR(C459=\"S\",C459=\"D\"),VLOOKUP(B459,'Seasonal Customer Count'!$B:$P,5,FALSE),IF(C459=\"W\",VLOOKUP(B459,'Seasonal Customer Count'!$B:$P,13,FALSE),\"Check\")),0)","v":16},{"$f":"IFERROR(IF(OR(C459=\"S\",C459=\"D\"),VLOOKUP(B459,'Seasonal Customer Count'!$B:$P,6,FALSE),IF(C459=\"W\",VLOOKUP(B459,'Seasonal Customer Count'!$B:$P,14,FALSE),\"Check\")),0)","v":0},{"$f":"IFERROR(IF(OR(C459=\"S\",C459=\"D\"),VLOOKUP(B459,'Seasonal Customer Count'!$B:$P,7,FALSE),IF(C459=\"W\",VLOOKUP(B459,'Seasonal Customer Count'!$B:$P,15,FALSE),\"Check\")),0)","v":3},{"$f":"IFERROR(IF(OR(C459=\"S\",C459=\"D\"),VLOOKUP(B459,'Seasonal Customer Count'!$B:$P,8,FALSE),IF(C459=\"W\",VLOOKUP(B459,'Seasonal Customer Count'!$B:$P,16,FALSE),\"Check\")),0)","v":0},{"$f":"Summary!$D$8*(K459*'Average Project Size'!$F$6+L459*'Average Project Size'!$F$7+M459*'Average Project Size'!$F$8+N459*'Average Project Size'!$F$10+O459*'Average Project Size'!$F$9)/1000","v":1.0973766452828791E-2},{"$f":"Summary!$D$8*(K459*F459*'Average Project Size'!$F$6+L459*G459*'Average Project Size'!$F$7+M459*H459*'Average Project Size'!$F$8+N459*I459*'Average Project Size'!$F$10+O459*J459*'Average Project Size'!$F$9)/1000","v":1.7946908315824431E-5}]
[null,{"$f":"'Peak Identification'!B458","v":"HMDL13"},{"$f":"'Peak Identification'!D458","v":"W"},{"$f":"'Peak Identification'!E458","v":8},{"$f":"VLOOKUP($D460,'DER Output'!$S$17:$X$41,6,FALSE)","v":0},{"$f":"IF($C460=\"S\",VLOOKUP($D460,'DER Output'!$S$18:$W$41,2,FALSE),VLOOKUP($D460,'DER Output'!$S$18:$W$41,3,FALSE))","v":2.4357194050013426E-2},{"$f":"IF($C460=\"S\",VLOOKUP($D460,'DER Output'!$S$18:$W$41,4,FALSE),VLOOKUP($D460,'DER Output'!$S$18:$W$41,5,FALSE))","v":2.4357194050013426E-2},{"$f":"IF($C460=\"S\",VLOOKUP($D460,'DER Output'!$S$18:$W$41,4,FALSE),VLOOKUP($D460,'DER Output'!$S$18:$W$41,5,FALSE))","v":2.4357194050013426E-2},{"$f":"IF($C460=\"S\",VLOOKUP($D460,'DER Output'!$S$18:$W$41,4,FALSE),VLOOKUP($D460,'DER Output'!$S$18:$W$41,5,FALSE))","v":2.4357194050013426E-2},{"$f":"IF($C460=\"S\",VLOOKUP($D460,'DER Output'!$S$18:$W$41,4,FALSE),VLOOKUP($D460,'DER Output'!$S$18:$W$41,5,FALSE))","v":2.4357194050013426E-2},{"$f":"IFERROR(IF(OR(C460=\"S\",C460=\"D\"),VLOOKUP(B460,'Seasonal Customer Count'!$B:$I,4,FALSE),IF(C460=\"W\",VLOOKUP(B460,'Seasonal Customer Count'!$B:$P,12,FALSE),\"Check\")),0)","v":26},{"$f":"IFERROR(IF(OR(C460=\"S\",C460=\"D\"),VLOOKUP(B460,'Seasonal Customer Count'!$B:$P,5,FALSE),IF(C460=\"W\",VLOOKUP(B460,'Seasonal Customer Count'!$B:$P,13,FALSE),\"Check\")),0)","v":44},{"$f":"IFERROR(IF(OR(C460=\"S\",C460=\"D\"),VLOOKUP(B460,'Seasonal Customer Count'!$B:$P,6,FALSE),IF(C460=\"W\",VLOOKUP(B460,'Seasonal Customer Count'!$B:$P,14,FALSE),\"Check\")),0)","v":0},{"$f":"IFERROR(IF(OR(C460=\"S\",C460=\"D\"),VLOOKUP(B460,'Seasonal Customer Count'!$B:$P,7,FALSE),IF(C460=\"W\",VLOOKUP(B460,'Seasonal Customer Count'!$B:$P,15,FALSE),\"Check\")),0)","v":2},{"$f":"IFERROR(IF(OR(C460=\"S\",C460=\"D\"),VLOOKUP(B460,'Seasonal Customer Count'!$B:$P,8,FALSE),IF(C460=\"W\",VLOOKUP(B460,'Seasonal Customer Count'!$B:$P,16,FALSE),\"Check\")),0)","v":0},{"$f":"Summary!$D$8*(K460*'Average Project Size'!$F$6+L460*'Average Project Size'!$F$7+M460*'Average Project Size'!$F$8+N460*'Average Project Size'!$F$10+O460*'Average Project Size'!$F$9)/1000","v":1.0131713351992975E-2},{"$f":"Summary!$D$8*(K460*F460*'Average Project Size'!$F$6+L460*G460*'Average Project Size'!$F$7+M460*H460*'Average Project Size'!$F$8+N460*I460*'Average Project Size'!$F$10+O460*J460*'Average Project Size'!$F$9)/1000","v":2.4678010817360489E-4}]
[null,{"$f":"'Peak Identification'!B459","v":"HMDL14"},{"$f":"'Peak Identification'!D459","v":"W"},{"$f":"'Peak Identification'!E459","v":7},{"$f":"VLOOKUP($D461,'DER Output'!$S$17:$X$41,6,FALSE)","v":0},{"$f":"IF($C461=\"S\",VLOOKUP($D461,'DER Output'!$S$18:$W$41,2,FALSE),VLOOKUP($D461,'DER Output'!$S$18:$W$41,3,FALSE))","v":1.6354374218706029E-3},{"$f":"IF($C461=\"S\",VLOOKUP($D461,'DER Output'!$S$18:$W$41,4,FALSE),VLOOKUP($D461,'DER Output'!$S$18:$W$41,5,FALSE))","v":1.6354374218706029E-3},{"$f":"IF($C461=\"S\",VLOOKUP($D461,'DER Output'!$S$18:$W$41,4,FALSE),VLOOKUP($D461,'DER Output'!$S$18:$W$41,5,FALSE))","v":1.6354374218706029E-3},{"$f":"IF($C461=\"S\",VLOOKUP($D461,'DER Output'!$S$18:$W$41,4,FALSE),VLOOKUP($D461,'DER Output'!$S$18:$W$41,5,FALSE))","v":1.6354374218706029E-3},{"$f":"IF($C461=\"S\",VLOOKUP($D461,'DER Output'!$S$18:$W$41,4,FALSE),VLOOKUP($D461,'DER Output'!$S$18:$W$41,5,FALSE))","v":1.6354374218706029E-3},{"$f":"IFERROR(IF(OR(C461=\"S\",C461=\"D\"),VLOOKUP(B461,'Seasonal Customer Count'!$B:$I,4,FALSE),IF(C461=\"W\",VLOOKUP(B461,'Seasonal Customer Count'!$B:$P,12,FALSE),\"Check\")),0)","v":142},{"$f":"IFERROR(IF(OR(C461=\"S\",C461=\"D\"),VLOOKUP(B461,'Seasonal Customer Count'!$B:$P,5,FALSE),IF(C461=\"W\",VLOOKUP(B461,'Seasonal Customer Count'!$B:$P,13,FALSE),\"Check\")),0)","v":276},{"$f":"IFERROR(IF(OR(C461=\"S\",C461=\"D\"),VLOOKUP(B461,'Seasonal Customer Count'!$B:$P,6,FALSE),IF(C461=\"W\",VLOOKUP(B461,'Seasonal Customer Count'!$B:$P,14,FALSE),\"Check\")),0)","v":0},{"$f":"IFERROR(IF(OR(C461=\"S\",C461=\"D\"),VLOOKUP(B461,'Seasonal Customer Count'!$B:$P,7,FALSE),IF(C461=\"W\",VLOOKUP(B461,'Seasonal Customer Count'!$B:$P,15,FALSE),\"Check\")),0)","v":0},{"$f":"IFERROR(IF(OR(C461=\"S\",C461=\"D\"),VLOOKUP(B461,'Seasonal Customer Count'!$B:$P,8,FALSE),IF(C461=\"W\",VLOOKUP(B461,'Seasonal Customer Count'!$B:$P,16,FALSE),\"Check\")),0)","v":0},{"$f":"Summary!$D$8*(K461*'Average Project Size'!$F$6+L461*'Average Project Size'!$F$7+M461*'Average Project Size'!$F$8+N461*'Average Project Size'!$F$10+O461*'Average Project Size'!$F$9)/1000","v":2.5887846174370299E-2},{"$f":"Summary!$D$8*(K461*F461*'Average Project Size'!$F$6+L461*G461*'Average Project Size'!$F$7+M461*H461*'Average Project Size'!$F$8+N461*I461*'Average Project Size'!$F$10+O461*J461*'Average Project Size'!$F$9)/1000","v":4.2337952405194916E-5}]
[null,{"$f":"'Peak Identification'!B460","v":"HMDL T-061"},{"$f":"'Peak Identification'!D460","v":"W"},{"$f":"'Peak Identification'!E460","v":8},{"$f":"VLOOKUP($D462,'DER Output'!$S$17:$X$41,6,FALSE)","v":0},{"$f":"IF($C462=\"S\",VLOOKUP($D462,'DER Output'!$S$18:$W$41,2,FALSE),VLOOKUP($D462,'DER Output'!$S$18:$W$41,3,FALSE))","v":2.4357194050013426E-2},{"$f":"IF($C462=\"S\",VLOOKUP($D462,'DER Output'!$S$18:$W$41,4,FALSE),VLOOKUP($D462,'DER Output'!$S$18:$W$41,5,FALSE))","v":2.4357194050013426E-2},{"$f":"IF($C462=\"S\",VLOOKUP($D462,'DER Output'!$S$18:$W$41,4,FALSE),VLOOKUP($D462,'DER Output'!$S$18:$W$41,5,FALSE))","v":2.4357194050013426E-2},{"$f":"IF($C462=\"S\",VLOOKUP($D462,'DER Output'!$S$18:$W$41,4,FALSE),VLOOKUP($D462,'DER Output'!$S$18:$W$41,5,FALSE))","v":2.4357194050013426E-2},{"$f":"IF($C462=\"S\",VLOOKUP($D462,'DER Output'!$S$18:$W$41,4,FALSE),VLOOKUP($D462,'DER Output'!$S$18:$W$41,5,FALSE))","v":2.4357194050013426E-2},{"$f":"IFERROR(IF(OR(C462=\"S\",C462=\"D\"),VLOOKUP(B462,'Seasonal Customer Count'!$B:$I,4,FALSE),IF(C462=\"W\",VLOOKUP(B462,'Seasonal Customer Count'!$B:$P,12,FALSE),\"Check\")),0)","v":31},{"$f":"IFERROR(IF(OR(C462=\"S\",C462=\"D\"),VLOOKUP(B462,'Seasonal Customer Count'!$B:$P,5,FALSE),IF(C462=\"W\",VLOOKUP(B462,'Seasonal Customer Count'!$B:$P,13,FALSE),\"Check\")),0)","v":35},{"$f":"IFERROR(IF(OR(C462=\"S\",C462=\"D\"),VLOOKUP(B462,'Seasonal Customer Count'!$B:$P,6,FALSE),IF(C462=\"W\",VLOOKUP(B462,'Seasonal Customer Count'!$B:$P,14,FALSE),\"Check\")),0)","v":0},{"$f":"IFERROR(IF(OR(C462=\"S\",C462=\"D\"),VLOOKUP(B462,'Seasonal Customer Count'!$B:$P,7,FALSE),IF(C462=\"W\",VLOOKUP(B462,'Seasonal Customer Count'!$B:$P,15,FALSE),\"Check\")),0)","v":0},{"$f":"IFERROR(IF(OR(C462=\"S\",C462=\"D\"),VLOOKUP(B462,'Seasonal Customer Count'!$B:$P,8,FALSE),IF(C462=\"W\",VLOOKUP(B462,'Seasonal Customer Count'!$B:$P,16,FALSE),\"Check\")),0)","v":0},{"$f":"Summary!$D$8*(K462*'Average Project Size'!$F$6+L462*'Average Project Size'!$F$7+M462*'Average Project Size'!$F$8+N462*'Average Project Size'!$F$10+O462*'Average Project Size'!$F$9)/1000","v":3.7993069605396614E-3},{"$f":"Summary!$D$8*(K462*F462*'Average Project Size'!$F$6+L462*G462*'Average Project Size'!$F$7+M462*H462*'Average Project Size'!$F$8+N462*I462*'Average Project Size'!$F$10+O462*J462*'Average Project Size'!$F$9)/1000","v":9.2540456893431229E-5}]
[null,{"$f":"'Peak Identification'!B461","v":"HMDL T-062"},{"$f":"'Peak Identification'!D461","v":"W"},{"$f":"'Peak Identification'!E461","v":8},{"$f":"VLOOKUP($D463,'DER Output'!$S$17:$X$41,6,FALSE)","v":0},{"$f":"IF($C463=\"S\",VLOOKUP($D463,'DER Output'!$S$18:$W$41,2,FALSE),VLOOKUP($D463,'DER Output'!$S$18:$W$41,3,FALSE))","v":2.4357194050013426E-2},{"$f":"IF($C463=\"S\",VLOOKUP($D463,'DER Output'!$S$18:$W$41,4,FALSE),VLOOKUP($D463,'DER Output'!$S$18:$W$41,5,FALSE))","v":2.4357194050013426E-2},{"$f":"IF($C463=\"S\",VLOOKUP($D463,'DER Output'!$S$18:$W$41,4,FALSE),VLOOKUP($D463,'DER Output'!$S$18:$W$41,5,FALSE))","v":2.4357194050013426E-2},{"$f":"IF($C463=\"S\",VLOOKUP($D463,'DER Output'!$S$18:$W$41,4,FALSE),VLOOKUP($D463,'DER Output'!$S$18:$W$41,5,FALSE))","v":2.4357194050013426E-2},{"$f":"IF($C463=\"S\",VLOOKUP($D463,'DER Output'!$S$18:$W$41,4,FALSE),VLOOKUP($D463,'DER Output'!$S$18:$W$41,5,FALSE))","v":2.4357194050013426E-2},{"$f":"IFERROR(IF(OR(C463=\"S\",C463=\"D\"),VLOOKUP(B463,'Seasonal Customer Count'!$B:$I,4,FALSE),IF(C463=\"W\",VLOOKUP(B463,'Seasonal Customer Count'!$B:$P,12,FALSE),\"Check\")),0)","v":11},{"$f":"IFERROR(IF(OR(C463=\"S\",C463=\"D\"),VLOOKUP(B463,'Seasonal Customer Count'!$B:$P,5,FALSE),IF(C463=\"W\",VLOOKUP(B463,'Seasonal Customer Count'!$B:$P,13,FALSE),\"Check\")),0)","v":10},{"$f":"IFERROR(IF(OR(C463=\"S\",C463=\"D\"),VLOOKUP(B463,'Seasonal Customer Count'!$B:$P,6,FALSE),IF(C463=\"W\",VLOOKUP(B463,'Seasonal Customer Count'!$B:$P,14,FALSE),\"Check\")),0)","v":0},{"$f":"IFERROR(IF(OR(C463=\"S\",C463=\"D\"),VLOOKUP(B463,'Seasonal Customer Count'!$B:$P,7,FALSE),IF(C463=\"W\",VLOOKUP(B463,'Seasonal Customer Count'!$B:$P,15,FALSE),\"Check\")),0)","v":0},{"$f":"IFERROR(IF(OR(C463=\"S\",C463=\"D\"),VLOOKUP(B463,'Seasonal Customer Count'!$B:$P,8,FALSE),IF(C463=\"W\",VLOOKUP(B463,'Seasonal Customer Count'!$B:$P,16,FALSE),\"Check\")),0)","v":0},{"$f":"Summary!$D$8*(K463*'Average Project Size'!$F$6+L463*'Average Project Size'!$F$7+M463*'Average Project Size'!$F$8+N463*'Average Project Size'!$F$10+O463*'Average Project Size'!$F$9)/1000","v":1.1706892317775571E-3},{"$f":"Summary!$D$8*(K463*F463*'Average Project Size'!$F$6+L463*G463*'Average Project Size'!$F$7+M463*H463*'Average Project Size'!$F$8+N463*I463*'Average Project Size'!$F$10+O463*J463*'Average Project Size'!$F$9)/1000","v":2.85147047906671E-5}]
[null,{"$f":"'Peak Identification'!B462","v":"HOLY11"},{"$f":"'Peak Identification'!D462","v":"S"},{"$f":"'Peak Identification'!E462","v":20},{"$f":"VLOOKUP($D464,'DER Output'!$S$17:$X$41,6,FALSE)","v":2.7072953014838841E-3},{"$f":"IF($C464=\"S\",VLOOKUP($D464,'DER Output'!$S$18:$W$41,2,FALSE),VLOOKUP($D464,'DER Output'!$S$18:$W$41,3,FALSE))","v":2.0294966704587497E-2},{"$f":"IF($C464=\"S\",VLOOKUP($D464,'DER Output'!$S$18:$W$41,4,FALSE),VLOOKUP($D464,'DER Output'!$S$18:$W$41,5,FALSE))","v":2.0294966704587497E-2},{"$f":"IF($C464=\"S\",VLOOKUP($D464,'DER Output'!$S$18:$W$41,4,FALSE),VLOOKUP($D464,'DER Output'!$S$18:$W$41,5,FALSE))","v":2.0294966704587497E-2},{"$f":"IF($C464=\"S\",VLOOKUP($D464,'DER Output'!$S$18:$W$41,4,FALSE),VLOOKUP($D464,'DER Output'!$S$18:$W$41,5,FALSE))","v":2.0294966704587497E-2},{"$f":"IF($C464=\"S\",VLOOKUP($D464,'DER Output'!$S$18:$W$41,4,FALSE),VLOOKUP($D464,'DER Output'!$S$18:$W$41,5,FALSE))","v":2.0294966704587497E-2},{"$f":"IFERROR(IF(OR(C464=\"S\",C464=\"D\"),VLOOKUP(B464,'Seasonal Customer Count'!$B:$I,4,FALSE),IF(C464=\"W\",VLOOKUP(B464,'Seasonal Customer Count'!$B:$P,12,FALSE),\"Check\")),0)","v":111},{"$f":"IFERROR(IF(OR(C464=\"S\",C464=\"D\"),VLOOKUP(B464,'Seasonal Customer Count'!$B:$P,5,FALSE),IF(C464=\"W\",VLOOKUP(B464,'Seasonal Customer Count'!$B:$P,13,FALSE),\"Check\")),0)","v":18},{"$f":"IFERROR(IF(OR(C464=\"S\",C464=\"D\"),VLOOKUP(B464,'Seasonal Customer Count'!$B:$P,6,FALSE),IF(C464=\"W\",VLOOKUP(B464,'Seasonal Customer Count'!$B:$P,14,FALSE),\"Check\")),0)","v":5},{"$f":"IFERROR(IF(OR(C464=\"S\",C464=\"D\"),VLOOKUP(B464,'Seasonal Customer Count'!$B:$P,7,FALSE),IF(C464=\"W\",VLOOKUP(B464,'Seasonal Customer Count'!$B:$P,15,FALSE),\"Check\")),0)","v":0},{"$f":"IFERROR(IF(OR(C464=\"S\",C464=\"D\"),VLOOKUP(B464,'Seasonal Customer Count'!$B:$P,8,FALSE),IF(C464=\"W\",VLOOKUP(B464,'Seasonal Customer Count'!$B:$P,16,FALSE),\"Check\")),0)","v":48},{"$f":"Summary!$D$8*(K464*'Average Project Size'!$F$6+L464*'Average Project Size'!$F$7+M464*'Average Project Size'!$F$8+N464*'Average Project Size'!$F$10+O464*'Average Project Size'!$F$9)/1000","v":3.7121498906694167E-2},{"$f":"Summary!$D$8*(K464*F464*'Average Project Size'!$F$6+L464*G464*'Average Project Size'!$F$7+M464*H464*'Average Project Size'!$F$8+N464*I464*'Average Project Size'!$F$10+O464*J464*'Average Project Size'!$F$9)/1000","v":7.5337958433573929E-4}]
[null,{"$f":"'Peak Identification'!B463","v":"HOLY12"},{"$f":"'Peak Identification'!D463","v":"S"},{"$f":"'Peak Identification'!E463","v":19},{"$f":"VLOOKUP($D465,'DER Output'!$S$17:$X$41,6,FALSE)","v":0.11066797934994306},{"$f":"IF($C465=\"S\",VLOOKUP($D465,'DER Output'!$S$18:$W$41,2,FALSE),VLOOKUP($D465,'DER Output'!$S$18:$W$41,3,FALSE))","v":7.5840560103576066E-2},{"$f":"IF($C465=\"S\",VLOOKUP($D465,'DER Output'!$S$18:$W$41,4,FALSE),VLOOKUP($D465,'DER Output'!$S$18:$W$41,5,FALSE))","v":7.5840560103576066E-2},{"$f":"IF($C465=\"S\",VLOOKUP($D465,'DER Output'!$S$18:$W$41,4,FALSE),VLOOKUP($D465,'DER Output'!$S$18:$W$41,5,FALSE))","v":7.5840560103576066E-2},{"$f":"IF($C465=\"S\",VLOOKUP($D465,'DER Output'!$S$18:$W$41,4,FALSE),VLOOKUP($D465,'DER Output'!$S$18:$W$41,5,FALSE))","v":7.5840560103576066E-2},{"$f":"IF($C465=\"S\",VLOOKUP($D465,'DER Output'!$S$18:$W$41,4,FALSE),VLOOKUP($D465,'DER Output'!$S$18:$W$41,5,FALSE))","v":7.5840560103576066E-2},{"$f":"IFERROR(IF(OR(C465=\"S\",C465=\"D\"),VLOOKUP(B465,'Seasonal Customer Count'!$B:$I,4,FALSE),IF(C465=\"W\",VLOOKUP(B465,'Seasonal Customer Count'!$B:$P,12,FALSE),\"Check\")),0)","v":38},{"$f":"IFERROR(IF(OR(C465=\"S\",C465=\"D\"),VLOOKUP(B465,'Seasonal Customer Count'!$B:$P,5,FALSE),IF(C465=\"W\",VLOOKUP(B465,'Seasonal Customer Count'!$B:$P,13,FALSE),\"Check\")),0)","v":10},{"$f":"IFERROR(IF(OR(C465=\"S\",C465=\"D\"),VLOOKUP(B465,'Seasonal Customer Count'!$B:$P,6,FALSE),IF(C465=\"W\",VLOOKUP(B465,'Seasonal Customer Count'!$B:$P,14,FALSE),\"Check\")),0)","v":2},{"$f":"IFERROR(IF(OR(C465=\"S\",C465=\"D\"),VLOOKUP(B465,'Seasonal Customer Count'!$B:$P,7,FALSE),IF(C465=\"W\",VLOOKUP(B465,'Seasonal Customer Count'!$B:$P,15,FALSE),\"Check\")),0)","v":0},{"$f":"IFERROR(IF(OR(C465=\"S\",C465=\"D\"),VLOOKUP(B465,'Seasonal Customer Count'!$B:$P,8,FALSE),IF(C465=\"W\",VLOOKUP(B465,'Seasonal Customer Count'!$B:$P,16,FALSE),\"Check\")),0)","v":14},{"$f":"Summary!$D$8*(K465*'Average Project Size'!$F$6+L465*'Average Project Size'!$F$7+M465*'Average Project Size'!$F$8+N465*'Average Project Size'!$F$10+O465*'Average Project Size'!$F$9)/1000","v":1.1492237450078538E-2},{"$f":"Summary!$D$8*(K465*F465*'Average Project Size'!$F$6+L465*G465*'Average Project Size'!$F$7+M465*H465*'Average Project Size'!$F$8+N465*I465*'Average Project Size'!$F$10+O465*J465*'Average Project Size'!$F$9)/1000","v":8.7157772505724906E-4}]
[null,{"$f":"'Peak Identification'!B464","v":"HOLY13"},{"$f":"'Peak Identification'!D464","v":"S"},{"$f":"'Peak Identification'!E464","v":21},{"$f":"VLOOKUP($D466,'DER Output'!$S$17:$X$41,6,FALSE)","v":0},{"$f":"IF($C466=\"S\",VLOOKUP($D466,'DER Output'!$S$18:$W$41,2,FALSE),VLOOKUP($D466,'DER Output'!$S$18:$W$41,3,FALSE))","v":9.5068228432060471E-4},{"$f":"IF($C466=\"S\",VLOOKUP($D466,'DER Output'!$S$18:$W$41,4,FALSE),VLOOKUP($D466,'DER Output'!$S$18:$W$41,5,FALSE))","v":9.5068228432060471E-4},{"$f":"IF($C466=\"S\",VLOOKUP($D466,'DER Output'!$S$18:$W$41,4,FALSE),VLOOKUP($D466,'DER Output'!$S$18:$W$41,5,FALSE))","v":9.5068228432060471E-4},{"$f":"IF($C466=\"S\",VLOOKUP($D466,'DER Output'!$S$18:$W$41,4,FALSE),VLOOKUP($D466,'DER Output'!$S$18:$W$41,5,FALSE))","v":9.5068228432060471E-4},{"$f":"IF($C466=\"S\",VLOOKUP($D466,'DER Output'!$S$18:$W$41,4,FALSE),VLOOKUP($D466,'DER Output'!$S$18:$W$41,5,FALSE))","v":9.5068228432060471E-4},{"$f":"IFERROR(IF(OR(C466=\"S\",C466=\"D\"),VLOOKUP(B466,'Seasonal Customer Count'!$B:$I,4,FALSE),IF(C466=\"W\",VLOOKUP(B466,'Seasonal Customer Count'!$B:$P,12,FALSE),\"Check\")),0)","v":103},{"$f":"IFERROR(IF(OR(C466=\"S\",C466=\"D\"),VLOOKUP(B466,'Seasonal Customer Count'!$B:$P,5,FALSE),IF(C466=\"W\",VLOOKUP(B466,'Seasonal Customer Count'!$B:$P,13,FALSE),\"Check\")),0)","v":18},{"$f":"IFERROR(IF(OR(C466=\"S\",C466=\"D\"),VLOOKUP(B466,'Seasonal Customer Count'!$B:$P,6,FALSE),IF(C466=\"W\",VLOOKUP(B466,'Seasonal Customer Count'!$B:$P,14,FALSE),\"Check\")),0)","v":8},{"$f":"IFERROR(IF(OR(C466=\"S\",C466=\"D\"),VLOOKUP(B466,'Seasonal Customer Count'!$B:$P,7,FALSE),IF(C466=\"W\",VLOOKUP(B466,'Seasonal Customer Count'!$B:$P,15,FALSE),\"Check\")),0)","v":0},{"$f":"IFERROR(IF(OR(C466=\"S\",C466=\"D\"),VLOOKUP(B466,'Seasonal Customer Count'!$B:$P,8,FALSE),IF(C466=\"W\",VLOOKUP(B466,'Seasonal Customer Count'!$B:$P,16,FALSE),\"Check\")),0)","v":40},{"$f":"Summary!$D$8*(K466*'Average Project Size'!$F$6+L466*'Average Project Size'!$F$7+M466*'Average Project Size'!$F$8+N466*'Average Project Size'!$F$10+O466*'Average Project Size'!$F$9)/1000","v":3.2231237128041185E-2},{"$f":"Summary!$D$8*(K466*F466*'Average Project Size'!$F$6+L466*G466*'Average Project Size'!$F$7+M466*H466*'Average Project Size'!$F$8+N466*I466*'Average Project Size'!$F$10+O466*J466*'Average Project Size'!$F$9)/1000","v":3.0641666139365287E-5}]
[null,{"$f":"'Peak Identification'!B465","v":"HOLY14"},{"$f":"'Peak Identification'!D465","v":"W"},{"$f":"'Peak Identification'!E465","v":16},{"$f":"VLOOKUP($D467,'DER Output'!$S$17:$X$41,6,FALSE)","v":0.22644022312513051},{"$f":"IF($C467=\"S\",VLOOKUP($D467,'DER Output'!$S$18:$W$41,2,FALSE),VLOOKUP($D467,'DER Output'!$S$18:$W$41,3,FALSE))","v":8.1567307668477237E-2},{"$f":"IF($C467=\"S\",VLOOKUP($D467,'DER Output'!$S$18:$W$41,4,FALSE),VLOOKUP($D467,'DER Output'!$S$18:$W$41,5,FALSE))","v":8.1567307668477237E-2},{"$f":"IF($C467=\"S\",VLOOKUP($D467,'DER Output'!$S$18:$W$41,4,FALSE),VLOOKUP($D467,'DER Output'!$S$18:$W$41,5,FALSE))","v":8.1567307668477237E-2},{"$f":"IF($C467=\"S\",VLOOKUP($D467,'DER Output'!$S$18:$W$41,4,FALSE),VLOOKUP($D467,'DER Output'!$S$18:$W$41,5,FALSE))","v":8.1567307668477237E-2},{"$f":"IF($C467=\"S\",VLOOKUP($D467,'DER Output'!$S$18:$W$41,4,FALSE),VLOOKUP($D467,'DER Output'!$S$18:$W$41,5,FALSE))","v":8.1567307668477237E-2},{"$f":"IFERROR(IF(OR(C467=\"S\",C467=\"D\"),VLOOKUP(B467,'Seasonal Customer Count'!$B:$I,4,FALSE),IF(C467=\"W\",VLOOKUP(B467,'Seasonal Customer Count'!$B:$P,12,FALSE),\"Check\")),0)","v":81},{"$f":"IFERROR(IF(OR(C467=\"S\",C467=\"D\"),VLOOKUP(B467,'Seasonal Customer Count'!$B:$P,5,FALSE),IF(C467=\"W\",VLOOKUP(B467,'Seasonal Customer Count'!$B:$P,13,FALSE),\"Check\")),0)","v":127},{"$f":"IFERROR(IF(OR(C467=\"S\",C467=\"D\"),VLOOKUP(B467,'Seasonal Customer Count'!$B:$P,6,FALSE),IF(C467=\"W\",VLOOKUP(B467,'Seasonal Customer Count'!$B:$P,14,FALSE),\"Check\")),0)","v":0},{"$f":"IFERROR(IF(OR(C467=\"S\",C467=\"D\"),VLOOKUP(B467,'Seasonal Customer Count'!$B:$P,7,FALSE),IF(C467=\"W\",VLOOKUP(B467,'Seasonal Customer Count'!$B:$P,15,FALSE),\"Check\")),0)","v":0},{"$f":"IFERROR(IF(OR(C467=\"S\",C467=\"D\"),VLOOKUP(B467,'Seasonal Customer Count'!$B:$P,8,FALSE),IF(C467=\"W\",VLOOKUP(B467,'Seasonal Customer Count'!$B:$P,16,FALSE),\"Check\")),0)","v":0},{"$f":"Summary!$D$8*(K467*'Average Project Size'!$F$6+L467*'Average Project Size'!$F$7+M467*'Average Project Size'!$F$8+N467*'Average Project Size'!$F$10+O467*'Average Project Size'!$F$9)/1000","v":1.2534582032238841E-2},{"$f":"Summary!$D$8*(K467*F467*'Average Project Size'!$F$6+L467*G467*'Average Project Size'!$F$7+M467*H467*'Average Project Size'!$F$8+N467*I467*'Average Project Size'!$F$10+O467*J467*'Average Project Size'!$F$9)/1000","v":1.0224121091193922E-3}]
[null,{"$f":"'Peak Identification'!B466","v":"HOLY T-061"},{"$f":"'Peak Identification'!D466","v":"S"},{"$f":"'Peak Identification'!E466","v":17},{"$f":"VLOOKUP($D468,'DER Output'!$S$17:$X$41,6,FALSE)","v":0.19174838710475617},{"$f":"IF($C468=\"S\",VLOOKUP($D468,'DER Output'!$S$18:$W$41,2,FALSE),VLOOKUP($D468,'DER Output'!$S$18:$W$41,3,FALSE))","v":0.30300399777640191},{"$f":"IF($C468=\"S\",VLOOKUP($D468,'DER Output'!$S$18:$W$41,4,FALSE),VLOOKUP($D468,'DER Output'!$S$18:$W$41,5,FALSE))","v":0.30300399777640191},{"$f":"IF($C468=\"S\",VLOOKUP($D468,'DER Output'!$S$18:$W$41,4,FALSE),VLOOKUP($D468,'DER Output'!$S$18:$W$41,5,FALSE))","v":0.30300399777640191},{"$f":"IF($C468=\"S\",VLOOKUP($D468,'DER Output'!$S$18:$W$41,4,FALSE),VLOOKUP($D468,'DER Output'!$S$18:$W$41,5,FALSE))","v":0.30300399777640191},{"$f":"IF($C468=\"S\",VLOOKUP($D468,'DER Output'!$S$18:$W$41,4,FALSE),VLOOKUP($D468,'DER Output'!$S$18:$W$41,5,FALSE))","v":0.30300399777640191},{"$f":"IFERROR(IF(OR(C468=\"S\",C468=\"D\"),VLOOKUP(B468,'Seasonal Customer Count'!$B:$I,4,FALSE),IF(C468=\"W\",VLOOKUP(B468,'Seasonal Customer Count'!$B:$P,12,FALSE),\"Check\")),0)","v":255},{"$f":"IFERROR(IF(OR(C468=\"S\",C468=\"D\"),VLOOKUP(B468,'Seasonal Customer Count'!$B:$P,5,FALSE),IF(C468=\"W\",VLOOKUP(B468,'Seasonal Customer Count'!$B:$P,13,FALSE),\"Check\")),0)","v":46},{"$f":"IFERROR(IF(OR(C468=\"S\",C468=\"D\"),VLOOKUP(B468,'Seasonal Customer Count'!$B:$P,6,FALSE),IF(C468=\"W\",VLOOKUP(B468,'Seasonal Customer Count'!$B:$P,14,FALSE),\"Check\")),0)","v":15},{"$f":"IFERROR(IF(OR(C468=\"S\",C468=\"D\"),VLOOKUP(B468,'Seasonal Customer Count'!$B:$P,7,FALSE),IF(C468=\"W\",VLOOKUP(B468,'Seasonal Customer Count'!$B:$P,15,FALSE),\"Check\")),0)","v":0},{"$f":"IFERROR(IF(OR(C468=\"S\",C468=\"D\"),VLOOKUP(B468,'Seasonal Customer Count'!$B:$P,8,FALSE),IF(C468=\"W\",VLOOKUP(B468,'Seasonal Customer Count'!$B:$P,16,FALSE),\"Check\")),0)","v":104},{"$f":"Summary!$D$8*(K468*'Average Project Size'!$F$6+L468*'Average Project Size'!$F$7+M468*'Average Project Size'!$F$8+N468*'Average Project Size'!$F$10+O468*'Average Project Size'!$F$9)/1000","v":8.2236273292100093E-2},{"$f":"Summary!$D$8*(K468*F468*'Average Project Size'!$F$6+L468*G468*'Average Project Size'!$F$7+M468*H468*'Average Project Size'!$F$8+N468*I468*'Average Project Size'!$F$10+O468*J468*'Average Project Size'!$F$9)/1000","v":2.4917919569739076E-2}]
[null,{"$f":"'Peak Identification'!B467","v":"HOPE11"},{"$f":"'Peak Identification'!D467","v":"S"},{"$f":"'Peak Identification'!E467","v":22},{"$f":"VLOOKUP($D469,'DER Output'!$S$17:$X$41,6,FALSE)","v":0},{"$f":"IF($C469=\"S\",VLOOKUP($D469,'DER Output'!$S$18:$W$41,2,FALSE),VLOOKUP($D469,'DER Output'!$S$18:$W$41,3,FALSE))","v":4.7662353088631345E-4},{"$f":"IF($C469=\"S\",VLOOKUP($D469,'DER Output'!$S$18:$W$41,4,FALSE),VLOOKUP($D469,'DER Output'!$S$18:$W$41,5,FALSE))","v":4.7662353088631345E-4},{"$f":"IF($C469=\"S\",VLOOKUP($D469,'DER Output'!$S$18:$W$41,4,FALSE),VLOOKUP($D469,'DER Output'!$S$18:$W$41,5,FALSE))","v":4.7662353088631345E-4},{"$f":"IF($C469=\"S\",VLOOKUP($D469,'DER Output'!$S$18:$W$41,4,FALSE),VLOOKUP($D469,'DER Output'!$S$18:$W$41,5,FALSE))","v":4.7662353088631345E-4},{"$f":"IF($C469=\"S\",VLOOKUP($D469,'DER Output'!$S$18:$W$41,4,FALSE),VLOOKUP($D469,'DER Output'!$S$18:$W$41,5,FALSE))","v":4.7662353088631345E-4},{"$f":"IFERROR(IF(OR(C469=\"S\",C469=\"D\"),VLOOKUP(B469,'Seasonal Customer Count'!$B:$I,4,FALSE),IF(C469=\"W\",VLOOKUP(B469,'Seasonal Customer Count'!$B:$P,12,FALSE),\"Check\")),0)","v":76},{"$f":"IFERROR(IF(OR(C469=\"S\",C469=\"D\"),VLOOKUP(B469,'Seasonal Customer Count'!$B:$P,5,FALSE),IF(C469=\"W\",VLOOKUP(B469,'Seasonal Customer Count'!$B:$P,13,FALSE),\"Check\")),0)","v":17},{"$f":"IFERROR(IF(OR(C469=\"S\",C469=\"D\"),VLOOKUP(B469,'Seasonal Customer Count'!$B:$P,6,FALSE),IF(C469=\"W\",VLOOKUP(B469,'Seasonal Customer Count'!$B:$P,14,FALSE),\"Check\")),0)","v":1},{"$f":"IFERROR(IF(OR(C469=\"S\",C469=\"D\"),VLOOKUP(B469,'Seasonal Customer Count'!$B:$P,7,FALSE),IF(C469=\"W\",VLOOKUP(B469,'Seasonal Customer Count'!$B:$P,15,FALSE),\"Check\")),0)","v":1},{"$f":"IFERROR(IF(OR(C469=\"S\",C469=\"D\"),VLOOKUP(B469,'Seasonal Customer Count'!$B:$P,8,FALSE),IF(C469=\"W\",VLOOKUP(B469,'Seasonal Customer Count'!$B:$P,16,FALSE),\"Check\")),0)","v":48},{"$f":"Summary!$D$8*(K469*'Average Project Size'!$F$6+L469*'Average Project Size'!$F$7+M469*'Average Project Size'!$F$8+N469*'Average Project Size'!$F$10+O469*'Average Project Size'!$F$9)/1000","v":3.7904574248034437E-2},{"$f":"Summary!$D$8*(K469*F469*'Average Project Size'!$F$6+L469*G469*'Average Project Size'!$F$7+M469*H469*'Average Project Size'!$F$8+N469*I469*'Average Project Size'!$F$10+O469*J469*'Average Project Size'!$F$9)/1000","v":1.8066212014840603E-5}]
[null,{"$f":"'Peak Identification'!B468","v":"HOPE T-061"},{"$f":"'Peak Identification'!D468","v":"S"},{"$f":"'Peak Identification'!E468","v":18},{"$f":"VLOOKUP($D470,'DER Output'!$S$17:$X$41,6,FALSE)","v":0.16032398020038169},{"$f":"IF($C470=\"S\",VLOOKUP($D470,'DER Output'!$S$18:$W$41,2,FALSE),VLOOKUP($D470,'DER Output'!$S$18:$W$41,3,FALSE))","v":0.17224423800777711},{"$f":"IF($C470=\"S\",VLOOKUP($D470,'DER Output'!$S$18:$W$41,4,FALSE),VLOOKUP($D470,'DER Output'!$S$18:$W$41,5,FALSE))","v":0.17224423800777711},{"$f":"IF($C470=\"S\",VLOOKUP($D470,'DER Output'!$S$18:$W$41,4,FALSE),VLOOKUP($D470,'DER Output'!$S$18:$W$41,5,FALSE))","v":0.17224423800777711},{"$f":"IF($C470=\"S\",VLOOKUP($D470,'DER Output'!$S$18:$W$41,4,FALSE),VLOOKUP($D470,'DER Output'!$S$18:$W$41,5,FALSE))","v":0.17224423800777711},{"$f":"IF($C470=\"S\",VLOOKUP($D470,'DER Output'!$S$18:$W$41,4,FALSE),VLOOKUP($D470,'DER Output'!$S$18:$W$41,5,FALSE))","v":0.17224423800777711},{"$f":"IFERROR(IF(OR(C470=\"S\",C470=\"D\"),VLOOKUP(B470,'Seasonal Customer Count'!$B:$I,4,FALSE),IF(C470=\"W\",VLOOKUP(B470,'Seasonal Customer Count'!$B:$P,12,FALSE),\"Check\")),0)","v":76},{"$f":"IFERROR(IF(OR(C470=\"S\",C470=\"D\"),VLOOKUP(B470,'Seasonal Customer Count'!$B:$P,5,FALSE),IF(C470=\"W\",VLOOKUP(B470,'Seasonal Customer Count'!$B:$P,13,FALSE),\"Check\")),0)","v":17},{"$f":"IFERROR(IF(OR(C470=\"S\",C470=\"D\"),VLOOKUP(B470,'Seasonal Customer Count'!$B:$P,6,FALSE),IF(C470=\"W\",VLOOKUP(B470,'Seasonal Customer Count'!$B:$P,14,FALSE),\"Check\")),0)","v":1},{"$f":"IFERROR(IF(OR(C470=\"S\",C470=\"D\"),VLOOKUP(B470,'Seasonal Customer Count'!$B:$P,7,FALSE),IF(C470=\"W\",VLOOKUP(B470,'Seasonal Customer Count'!$B:$P,15,FALSE),\"Check\")),0)","v":1},{"$f":"IFERROR(IF(OR(C470=\"S\",C470=\"D\"),VLOOKUP(B470,'Seasonal Customer Count'!$B:$P,8,FALSE),IF(C470=\"W\",VLOOKUP(B470,'Seasonal Customer Count'!$B:$P,16,FALSE),\"Check\")),0)","v":48},{"$f":"Summary!$D$8*(K470*'Average Project Size'!$F$6+L470*'Average Project Size'!$F$7+M470*'Average Project Size'!$F$8+N470*'Average Project Size'!$F$10+O470*'Average Project Size'!$F$9)/1000","v":3.7904574248034437E-2},{"$f":"Summary!$D$8*(K470*F470*'Average Project Size'!$F$6+L470*G470*'Average Project Size'!$F$7+M470*H470*'Average Project Size'!$F$8+N470*I470*'Average Project Size'!$F$10+O470*J470*'Average Project Size'!$F$9)/1000","v":6.5288445083619018E-3}]
[null,{"$f":"'Peak Identification'!B469","v":"HPKD11"},{"$f":"'Peak Identification'!D469","v":"S"},{"$f":"'Peak Identification'!E469","v":15},{"$f":"VLOOKUP($D471,'DER Output'!$S$17:$X$41,6,FALSE)","v":0.24675324675324678},{"$f":"IF($C471=\"S\",VLOOKUP($D471,'DER Output'!$S$18:$W$41,2,FALSE),VLOOKUP($D471,'DER Output'!$S$18:$W$41,3,FALSE))","v":0.57498529407079435},{"$f":"IF($C471=\"S\",VLOOKUP($D471,'DER Output'!$S$18:$W$41,4,FALSE),VLOOKUP($D471,'DER Output'!$S$18:$W$41,5,FALSE))","v":0.57498529407079435},{"$f":"IF($C471=\"S\",VLOOKUP($D471,'DER Output'!$S$18:$W$41,4,FALSE),VLOOKUP($D471,'DER Output'!$S$18:$W$41,5,FALSE))","v":0.57498529407079435},{"$f":"IF($C471=\"S\",VLOOKUP($D471,'DER Output'!$S$18:$W$41,4,FALSE),VLOOKUP($D471,'DER Output'!$S$18:$W$41,5,FALSE))","v":0.57498529407079435},{"$f":"IF($C471=\"S\",VLOOKUP($D471,'DER Output'!$S$18:$W$41,4,FALSE),VLOOKUP($D471,'DER Output'!$S$18:$W$41,5,FALSE))","v":0.57498529407079435},{"$f":"IFERROR(IF(OR(C471=\"S\",C471=\"D\"),VLOOKUP(B471,'Seasonal Customer Count'!$B:$I,4,FALSE),IF(C471=\"W\",VLOOKUP(B471,'Seasonal Customer Count'!$B:$P,12,FALSE),\"Check\")),0)","v":0},{"$f":"IFERROR(IF(OR(C471=\"S\",C471=\"D\"),VLOOKUP(B471,'Seasonal Customer Count'!$B:$P,5,FALSE),IF(C471=\"W\",VLOOKUP(B471,'Seasonal Customer Count'!$B:$P,13,FALSE),\"Check\")),0)","v":0},{"$f":"IFERROR(IF(OR(C471=\"S\",C471=\"D\"),VLOOKUP(B471,'Seasonal Customer Count'!$B:$P,6,FALSE),IF(C471=\"W\",VLOOKUP(B471,'Seasonal Customer Count'!$B:$P,14,FALSE),\"Check\")),0)","v":1},{"$f":"IFERROR(IF(OR(C471=\"S\",C471=\"D\"),VLOOKUP(B471,'Seasonal Customer Count'!$B:$P,7,FALSE),IF(C471=\"W\",VLOOKUP(B471,'Seasonal Customer Count'!$B:$P,15,FALSE),\"Check\")),0)","v":5},{"$f":"IFERROR(IF(OR(C471=\"S\",C471=\"D\"),VLOOKUP(B471,'Seasonal Customer Count'!$B:$P,8,FALSE),IF(C471=\"W\",VLOOKUP(B471,'Seasonal Customer Count'!$B:$P,16,FALSE),\"Check\")),0)","v":0},{"$f":"Summary!$D$8*(K471*'Average Project Size'!$F$6+L471*'Average Project Size'!$F$7+M471*'Average Project Size'!$F$8+N471*'Average Project Size'!$F$10+O471*'Average Project Size'!$F$9)/1000","v":1.484953775889607E-2},{"$f":"Summary!$D$8*(K471*F471*'Average Project Size'!$F$6+L471*G471*'Average Project Size'!$F$7+M471*H471*'Average Project Size'!$F$8+N471*I471*'Average Project Size'!$F$10+O471*J471*'Average Project Size'!$F$9)/1000","v":8.5382658351142223E-3}]
[null,{"$f":"'Peak Identification'!B470","v":"HPKD12"},{"$f":"'Peak Identification'!D470","v":"S"},{"$f":"'Peak Identification'!E470","v":16},{"$f":"VLOOKUP($D472,'DER Output'!$S$17:$X$41,6,FALSE)","v":0.22644022312513051},{"$f":"IF($C472=\"S\",VLOOKUP($D472,'DER Output'!$S$18:$W$41,2,FALSE),VLOOKUP($D472,'DER Output'!$S$18:$W$41,3,FALSE))","v":0.44781407722569133},{"$f":"IF($C472=\"S\",VLOOKUP($D472,'DER Output'!$S$18:$W$41,4,FALSE),VLOOKUP($D472,'DER Output'!$S$18:$W$41,5,FALSE))","v":0.44781407722569133},{"$f":"IF($C472=\"S\",VLOOKUP($D472,'DER Output'!$S$18:$W$41,4,FALSE),VLOOKUP($D472,'DER Output'!$S$18:$W$41,5,FALSE))","v":0.44781407722569133},{"$f":"IF($C472=\"S\",VLOOKUP($D472,'DER Output'!$S$18:$W$41,4,FALSE),VLOOKUP($D472,'DER Output'!$S$18:$W$41,5,FALSE))","v":0.44781407722569133},{"$f":"IF($C472=\"S\",VLOOKUP($D472,'DER Output'!$S$18:$W$41,4,FALSE),VLOOKUP($D472,'DER Output'!$S$18:$W$41,5,FALSE))","v":0.44781407722569133},{"$f":"IFERROR(IF(OR(C472=\"S\",C472=\"D\"),VLOOKUP(B472,'Seasonal Customer Count'!$B:$I,4,FALSE),IF(C472=\"W\",VLOOKUP(B472,'Seasonal Customer Count'!$B:$P,12,FALSE),\"Check\")),0)","v":0},{"$f":"IFERROR(IF(OR(C472=\"S\",C472=\"D\"),VLOOKUP(B472,'Seasonal Customer Count'!$B:$P,5,FALSE),IF(C472=\"W\",VLOOKUP(B472,'Seasonal Customer Count'!$B:$P,13,FALSE),\"Check\")),0)","v":0},{"$f":"IFERROR(IF(OR(C472=\"S\",C472=\"D\"),VLOOKUP(B472,'Seasonal Customer Count'!$B:$P,6,FALSE),IF(C472=\"W\",VLOOKUP(B472,'Seasonal Customer Count'!$B:$P,14,FALSE),\"Check\")),0)","v":1},{"$f":"IFERROR(IF(OR(C472=\"S\",C472=\"D\"),VLOOKUP(B472,'Seasonal Customer Count'!$B:$P,7,FALSE),IF(C472=\"W\",VLOOKUP(B472,'Seasonal Customer Count'!$B:$P,15,FALSE),\"Check\")),0)","v":6},{"$f":"IFERROR(IF(OR(C472=\"S\",C472=\"D\"),VLOOKUP(B472,'Seasonal Customer Count'!$B:$P,8,FALSE),IF(C472=\"W\",VLOOKUP(B472,'Seasonal Customer Count'!$B:$P,16,FALSE),\"Check\")),0)","v":0},{"$f":"Summary!$D$8*(K472*'Average Project Size'!$F$6+L472*'Average Project Size'!$F$7+M472*'Average Project Size'!$F$8+N472*'Average Project Size'!$F$10+O472*'Average Project Size'!$F$9)/1000","v":1.778504878200007E-2},{"$f":"Summary!$D$8*(K472*F472*'Average Project Size'!$F$6+L472*G472*'Average Project Size'!$F$7+M472*H472*'Average Project Size'!$F$8+N472*I472*'Average Project Size'!$F$10+O472*J472*'Average Project Size'!$F$9)/1000","v":7.9643952087252671E-3}]
[null,{"$f":"'Peak Identification'!B471","v":"HPKD T-131"},{"$f":"'Peak Identification'!D471","v":"S"},{"$f":"'Peak Identification'!E471","v":16},{"$f":"VLOOKUP($D473,'DER Output'!$S$17:$X$41,6,FALSE)","v":0.22644022312513051},{"$f":"IF($C473=\"S\",VLOOKUP($D473,'DER Output'!$S$18:$W$41,2,FALSE),VLOOKUP($D473,'DER Output'!$S$18:$W$41,3,FALSE))","v":0.44781407722569133},{"$f":"IF($C473=\"S\",VLOOKUP($D473,'DER Output'!$S$18:$W$41,4,FALSE),VLOOKUP($D473,'DER Output'!$S$18:$W$41,5,FALSE))","v":0.44781407722569133},{"$f":"IF($C473=\"S\",VLOOKUP($D473,'DER Output'!$S$18:$W$41,4,FALSE),VLOOKUP($D473,'DER Output'!$S$18:$W$41,5,FALSE))","v":0.44781407722569133},{"$f":"IF($C473=\"S\",VLOOKUP($D473,'DER Output'!$S$18:$W$41,4,FALSE),VLOOKUP($D473,'DER Output'!$S$18:$W$41,5,FALSE))","v":0.44781407722569133},{"$f":"IF($C473=\"S\",VLOOKUP($D473,'DER Output'!$S$18:$W$41,4,FALSE),VLOOKUP($D473,'DER Output'!$S$18:$W$41,5,FALSE))","v":0.44781407722569133},{"$f":"IFERROR(IF(OR(C473=\"S\",C473=\"D\"),VLOOKUP(B473,'Seasonal Customer Count'!$B:$I,4,FALSE),IF(C473=\"W\",VLOOKUP(B473,'Seasonal Customer Count'!$B:$P,12,FALSE),\"Check\")),0)","v":0},{"$f":"IFERROR(IF(OR(C473=\"S\",C473=\"D\"),VLOOKUP(B473,'Seasonal Customer Count'!$B:$P,5,FALSE),IF(C473=\"W\",VLOOKUP(B473,'Seasonal Customer Count'!$B:$P,13,FALSE),\"Check\")),0)","v":0},{"$f":"IFERROR(IF(OR(C473=\"S\",C473=\"D\"),VLOOKUP(B473,'Seasonal Customer Count'!$B:$P,6,FALSE),IF(C473=\"W\",VLOOKUP(B473,'Seasonal Customer Count'!$B:$P,14,FALSE),\"Check\")),0)","v":2},{"$f":"IFERROR(IF(OR(C473=\"S\",C473=\"D\"),VLOOKUP(B473,'Seasonal Customer Count'!$B:$P,7,FALSE),IF(C473=\"W\",VLOOKUP(B473,'Seasonal Customer Count'!$B:$P,15,FALSE),\"Check\")),0)","v":11},{"$f":"IFERROR(IF(OR(C473=\"S\",C473=\"D\"),VLOOKUP(B473,'Seasonal Customer Count'!$B:$P,8,FALSE),IF(C473=\"W\",VLOOKUP(B473,'Seasonal Customer Count'!$B:$P,16,FALSE),\"Check\")),0)","v":0},{"$f":"Summary!$D$8*(K473*'Average Project Size'!$F$6+L473*'Average Project Size'!$F$7+M473*'Average Project Size'!$F$8+N473*'Average Project Size'!$F$10+O473*'Average Project Size'!$F$9)/1000","v":3.2634586540896147E-2},{"$f":"Summary!$D$8*(K473*F473*'Average Project Size'!$F$6+L473*G473*'Average Project Size'!$F$7+M473*H473*'Average Project Size'!$F$8+N473*I473*'Average Project Size'!$F$10+O473*J473*'Average Project Size'!$F$9)/1000","v":1.4614227257453373E-2}]
[null,{"$f":"'Peak Identification'!B472","v":"HPVY11"},{"$f":"'Peak Identification'!D472","v":"S"},{"$f":"'Peak Identification'!E472","v":18},{"$f":"VLOOKUP($D474,'DER Output'!$S$17:$X$41,6,FALSE)","v":0.16032398020038169},{"$f":"IF($C474=\"S\",VLOOKUP($D474,'DER Output'!$S$18:$W$41,2,FALSE),VLOOKUP($D474,'DER Output'!$S$18:$W$41,3,FALSE))","v":0.17224423800777711},{"$f":"IF($C474=\"S\",VLOOKUP($D474,'DER Output'!$S$18:$W$41,4,FALSE),VLOOKUP($D474,'DER Output'!$S$18:$W$41,5,FALSE))","v":0.17224423800777711},{"$f":"IF($C474=\"S\",VLOOKUP($D474,'DER Output'!$S$18:$W$41,4,FALSE),VLOOKUP($D474,'DER Output'!$S$18:$W$41,5,FALSE))","v":0.17224423800777711},{"$f":"IF($C474=\"S\",VLOOKUP($D474,'DER Output'!$S$18:$W$41,4,FALSE),VLOOKUP($D474,'DER Output'!$S$18:$W$41,5,FALSE))","v":0.17224423800777711},{"$f":"IF($C474=\"S\",VLOOKUP($D474,'DER Output'!$S$18:$W$41,4,FALSE),VLOOKUP($D474,'DER Output'!$S$18:$W$41,5,FALSE))","v":0.17224423800777711},{"$f":"IFERROR(IF(OR(C474=\"S\",C474=\"D\"),VLOOKUP(B474,'Seasonal Customer Count'!$B:$I,4,FALSE),IF(C474=\"W\",VLOOKUP(B474,'Seasonal Customer Count'!$B:$P,12,FALSE),\"Check\")),0)","v":1335},{"$f":"IFERROR(IF(OR(C474=\"S\",C474=\"D\"),VLOOKUP(B474,'Seasonal Customer Count'!$B:$P,5,FALSE),IF(C474=\"W\",VLOOKUP(B474,'Seasonal Customer Count'!$B:$P,13,FALSE),\"Check\")),0)","v":16},{"$f":"IFERROR(IF(OR(C474=\"S\",C474=\"D\"),VLOOKUP(B474,'Seasonal Customer Count'!$B:$P,6,FALSE),IF(C474=\"W\",VLOOKUP(B474,'Seasonal Customer Count'!$B:$P,14,FALSE),\"Check\")),0)","v":37},{"$f":"IFERROR(IF(OR(C474=\"S\",C474=\"D\"),VLOOKUP(B474,'Seasonal Customer Count'!$B:$P,7,FALSE),IF(C474=\"W\",VLOOKUP(B474,'Seasonal Customer Count'!$B:$P,15,FALSE),\"Check\")),0)","v":1},{"$f":"IFERROR(IF(OR(C474=\"S\",C474=\"D\"),VLOOKUP(B474,'Seasonal Customer Count'!$B:$P,8,FALSE),IF(C474=\"W\",VLOOKUP(B474,'Seasonal Customer Count'!$B:$P,16,FALSE),\"Check\")),0)","v":0},{"$f":"Summary!$D$8*(K474*'Average Project Size'!$F$6+L474*'Average Project Size'!$F$7+M474*'Average Project Size'!$F$8+N474*'Average Project Size'!$F$10+O474*'Average Project Size'!$F$9)/1000","v":6.3535170130621238E-2},{"$f":"Summary!$D$8*(K474*F474*'Average Project Size'!$F$6+L474*G474*'Average Project Size'!$F$7+M474*H474*'Average Project Size'!$F$8+N474*I474*'Average Project Size'!$F$10+O474*J474*'Average Project Size'!$F$9)/1000","v":1.0943566965843332E-2}]
[null,{"$f":"'Peak Identification'!B473","v":"HPVY12"},{"$f":"'Peak Identification'!D473","v":"W"},{"$f":"'Peak Identification'!E473","v":3},{"$f":"VLOOKUP($D475,'DER Output'!$S$17:$X$41,6,FALSE)","v":0},{"$f":"IF($C475=\"S\",VLOOKUP($D475,'DER Output'!$S$18:$W$41,2,FALSE),VLOOKUP($D475,'DER Output'!$S$18:$W$41,3,FALSE))","v":1.9218565542975354E-4},{"$f":"IF($C475=\"S\",VLOOKUP($D475,'DER Output'!$S$18:$W$41,4,FALSE),VLOOKUP($D475,'DER Output'!$S$18:$W$41,5,FALSE))","v":1.9218565542975354E-4},{"$f":"IF($C475=\"S\",VLOOKUP($D475,'DER Output'!$S$18:$W$41,4,FALSE),VLOOKUP($D475,'DER Output'!$S$18:$W$41,5,FALSE))","v":1.9218565542975354E-4},{"$f":"IF($C475=\"S\",VLOOKUP($D475,'DER Output'!$S$18:$W$41,4,FALSE),VLOOKUP($D475,'DER Output'!$S$18:$W$41,5,FALSE))","v":1.9218565542975354E-4},{"$f":"IF($C475=\"S\",VLOOKUP($D475,'DER Output'!$S$18:$W$41,4,FALSE),VLOOKUP($D475,'DER Output'!$S$18:$W$41,5,FALSE))","v":1.9218565542975354E-4},{"$f":"IFERROR(IF(OR(C475=\"S\",C475=\"D\"),VLOOKUP(B475,'Seasonal Customer Count'!$B:$I,4,FALSE),IF(C475=\"W\",VLOOKUP(B475,'Seasonal Customer Count'!$B:$P,12,FALSE),\"Check\")),0)","v":129},{"$f":"IFERROR(IF(OR(C475=\"S\",C475=\"D\"),VLOOKUP(B475,'Seasonal Customer Count'!$B:$P,5,FALSE),IF(C475=\"W\",VLOOKUP(B475,'Seasonal Customer Count'!$B:$P,13,FALSE),\"Check\")),0)","v":246},{"$f":"IFERROR(IF(OR(C475=\"S\",C475=\"D\"),VLOOKUP(B475,'Seasonal Customer Count'!$B:$P,6,FALSE),IF(C475=\"W\",VLOOKUP(B475,'Seasonal Customer Count'!$B:$P,14,FALSE),\"Check\")),0)","v":3},{"$f":"IFERROR(IF(OR(C475=\"S\",C475=\"D\"),VLOOKUP(B475,'Seasonal Customer Count'!$B:$P,7,FALSE),IF(C475=\"W\",VLOOKUP(B475,'Seasonal Customer Count'!$B:$P,15,FALSE),\"Check\")),0)","v":0},{"$f":"IFERROR(IF(OR(C475=\"S\",C475=\"D\"),VLOOKUP(B475,'Seasonal Customer Count'!$B:$P,8,FALSE),IF(C475=\"W\",VLOOKUP(B475,'Seasonal Customer Count'!$B:$P,16,FALSE),\"Check\")),0)","v":0},{"$f":"Summary!$D$8*(K475*'Average Project Size'!$F$6+L475*'Average Project Size'!$F$7+M475*'Average Project Size'!$F$8+N475*'Average Project Size'!$F$10+O475*'Average Project Size'!$F$9)/1000","v":2.3686674010983944E-2},{"$f":"Summary!$D$8*(K475*F475*'Average Project Size'!$F$6+L475*G475*'Average Project Size'!$F$7+M475*H475*'Average Project Size'!$F$8+N475*I475*'Average Project Size'!$F$10+O475*J475*'Average Project Size'!$F$9)/1000","v":4.5522389697518591E-6}]
[null,{"$f":"'Peak Identification'!B474","v":"HPVY13"},{"$f":"'Peak Identification'!D474","v":"S"},{"$f":"'Peak Identification'!E474","v":18},{"$f":"VLOOKUP($D476,'DER Output'!$S$17:$X$41,6,FALSE)","v":0.16032398020038169},{"$f":"IF($C476=\"S\",VLOOKUP($D476,'DER Output'!$S$18:$W$41,2,FALSE),VLOOKUP($D476,'DER Output'!$S$18:$W$41,3,FALSE))","v":0.17224423800777711},{"$f":"IF($C476=\"S\",VLOOKUP($D476,'DER Output'!$S$18:$W$41,4,FALSE),VLOOKUP($D476,'DER Output'!$S$18:$W$41,5,FALSE))","v":0.17224423800777711},{"$f":"IF($C476=\"S\",VLOOKUP($D476,'DER Output'!$S$18:$W$41,4,FALSE),VLOOKUP($D476,'DER Output'!$S$18:$W$41,5,FALSE))","v":0.17224423800777711},{"$f":"IF($C476=\"S\",VLOOKUP($D476,'DER Output'!$S$18:$W$41,4,FALSE),VLOOKUP($D476,'DER Output'!$S$18:$W$41,5,FALSE))","v":0.17224423800777711},{"$f":"IF($C476=\"S\",VLOOKUP($D476,'DER Output'!$S$18:$W$41,4,FALSE),VLOOKUP($D476,'DER Output'!$S$18:$W$41,5,FALSE))","v":0.17224423800777711},{"$f":"IFERROR(IF(OR(C476=\"S\",C476=\"D\"),VLOOKUP(B476,'Seasonal Customer Count'!$B:$I,4,FALSE),IF(C476=\"W\",VLOOKUP(B476,'Seasonal Customer Count'!$B:$P,12,FALSE),\"Check\")),0)","v":1430},{"$f":"IFERROR(IF(OR(C476=\"S\",C476=\"D\"),VLOOKUP(B476,'Seasonal Customer Count'!$B:$P,5,FALSE),IF(C476=\"W\",VLOOKUP(B476,'Seasonal Customer Count'!$B:$P,13,FALSE),\"Check\")),0)","v":21},{"$f":"IFERROR(IF(OR(C476=\"S\",C476=\"D\"),VLOOKUP(B476,'Seasonal Customer Count'!$B:$P,6,FALSE),IF(C476=\"W\",VLOOKUP(B476,'Seasonal Customer Count'!$B:$P,14,FALSE),\"Check\")),0)","v":16},{"$f":"IFERROR(IF(OR(C476=\"S\",C476=\"D\"),VLOOKUP(B476,'Seasonal Customer Count'!$B:$P,7,FALSE),IF(C476=\"W\",VLOOKUP(B476,'Seasonal Customer Count'!$B:$P,15,FALSE),\"Check\")),0)","v":0},{"$f":"IFERROR(IF(OR(C476=\"S\",C476=\"D\"),VLOOKUP(B476,'Seasonal Customer Count'!$B:$P,8,FALSE),IF(C476=\"W\",VLOOKUP(B476,'Seasonal Customer Count'!$B:$P,16,FALSE),\"Check\")),0)","v":6},{"$f":"Summary!$D$8*(K476*'Average Project Size'!$F$6+L476*'Average Project Size'!$F$7+M476*'Average Project Size'!$F$8+N476*'Average Project Size'!$F$10+O476*'Average Project Size'!$F$9)/1000","v":6.494693173168499E-2},{"$f":"Summary!$D$8*(K476*F476*'Average Project Size'!$F$6+L476*G476*'Average Project Size'!$F$7+M476*H476*'Average Project Size'!$F$8+N476*I476*'Average Project Size'!$F$10+O476*J476*'Average Project Size'!$F$9)/1000","v":1.1186734767067198E-2}]
[null,{"$f":"'Peak Identification'!B475","v":"HPVY14"},{"$f":"'Peak Identification'!D475","v":"W"},{"$f":"'Peak Identification'!E475","v":7},{"$f":"VLOOKUP($D477,'DER Output'!$S$17:$X$41,6,FALSE)","v":0},{"$f":"IF($C477=\"S\",VLOOKUP($D477,'DER Output'!$S$18:$W$41,2,FALSE),VLOOKUP($D477,'DER Output'!$S$18:$W$41,3,FALSE))","v":1.6354374218706029E-3},{"$f":"IF($C477=\"S\",VLOOKUP($D477,'DER Output'!$S$18:$W$41,4,FALSE),VLOOKUP($D477,'DER Output'!$S$18:$W$41,5,FALSE))","v":1.6354374218706029E-3},{"$f":"IF($C477=\"S\",VLOOKUP($D477,'DER Output'!$S$18:$W$41,4,FALSE),VLOOKUP($D477,'DER Output'!$S$18:$W$41,5,FALSE))","v":1.6354374218706029E-3},{"$f":"IF($C477=\"S\",VLOOKUP($D477,'DER Output'!$S$18:$W$41,4,FALSE),VLOOKUP($D477,'DER Output'!$S$18:$W$41,5,FALSE))","v":1.6354374218706029E-3},{"$f":"IF($C477=\"S\",VLOOKUP($D477,'DER Output'!$S$18:$W$41,4,FALSE),VLOOKUP($D477,'DER Output'!$S$18:$W$41,5,FALSE))","v":1.6354374218706029E-3},{"$f":"IFERROR(IF(OR(C477=\"S\",C477=\"D\"),VLOOKUP(B477,'Seasonal Customer Count'!$B:$I,4,FALSE),IF(C477=\"W\",VLOOKUP(B477,'Seasonal Customer Count'!$B:$P,12,FALSE),\"Check\")),0)","v":43},{"$f":"IFERROR(IF(OR(C477=\"S\",C477=\"D\"),VLOOKUP(B477,'Seasonal Customer Count'!$B:$P,5,FALSE),IF(C477=\"W\",VLOOKUP(B477,'Seasonal Customer Count'!$B:$P,13,FALSE),\"Check\")),0)","v":124},{"$f":"IFERROR(IF(OR(C477=\"S\",C477=\"D\"),VLOOKUP(B477,'Seasonal Customer Count'!$B:$P,6,FALSE),IF(C477=\"W\",VLOOKUP(B477,'Seasonal Customer Count'!$B:$P,14,FALSE),\"Check\")),0)","v":2},{"$f":"IFERROR(IF(OR(C477=\"S\",C477=\"D\"),VLOOKUP(B477,'Seasonal Customer Count'!$B:$P,7,FALSE),IF(C477=\"W\",VLOOKUP(B477,'Seasonal Customer Count'!$B:$P,15,FALSE),\"Check\")),0)","v":0},{"$f":"IFERROR(IF(OR(C477=\"S\",C477=\"D\"),VLOOKUP(B477,'Seasonal Customer Count'!$B:$P,8,FALSE),IF(C477=\"W\",VLOOKUP(B477,'Seasonal Customer Count'!$B:$P,16,FALSE),\"Check\")),0)","v":0},{"$f":"Summary!$D$8*(K477*'Average Project Size'!$F$6+L477*'Average Project Size'!$F$7+M477*'Average Project Size'!$F$8+N477*'Average Project Size'!$F$10+O477*'Average Project Size'!$F$9)/1000","v":1.1148106460303306E-2},{"$f":"Summary!$D$8*(K477*F477*'Average Project Size'!$F$6+L477*G477*'Average Project Size'!$F$7+M477*H477*'Average Project Size'!$F$8+N477*I477*'Average Project Size'!$F$10+O477*J477*'Average Project Size'!$F$9)/1000","v":1.8232030488177454E-5}]
[null,{"$f":"'Peak Identification'!B476","v":"HPVY15"},{"$f":"'Peak Identification'!D476","v":"S"},{"$f":"'Peak Identification'!E476","v":18},{"$f":"VLOOKUP($D478,'DER Output'!$S$17:$X$41,6,FALSE)","v":0.16032398020038169},{"$f":"IF($C478=\"S\",VLOOKUP($D478,'DER Output'!$S$18:$W$41,2,FALSE),VLOOKUP($D478,'DER Output'!$S$18:$W$41,3,FALSE))","v":0.17224423800777711},{"$f":"IF($C478=\"S\",VLOOKUP($D478,'DER Output'!$S$18:$W$41,4,FALSE),VLOOKUP($D478,'DER Output'!$S$18:$W$41,5,FALSE))","v":0.17224423800777711},{"$f":"IF($C478=\"S\",VLOOKUP($D478,'DER Output'!$S$18:$W$41,4,FALSE),VLOOKUP($D478,'DER Output'!$S$18:$W$41,5,FALSE))","v":0.17224423800777711},{"$f":"IF($C478=\"S\",VLOOKUP($D478,'DER Output'!$S$18:$W$41,4,FALSE),VLOOKUP($D478,'DER Output'!$S$18:$W$41,5,FALSE))","v":0.17224423800777711},{"$f":"IF($C478=\"S\",VLOOKUP($D478,'DER Output'!$S$18:$W$41,4,FALSE),VLOOKUP($D478,'DER Output'!$S$18:$W$41,5,FALSE))","v":0.17224423800777711},{"$f":"IFERROR(IF(OR(C478=\"S\",C478=\"D\"),VLOOKUP(B478,'Seasonal Customer Count'!$B:$I,4,FALSE),IF(C478=\"W\",VLOOKUP(B478,'Seasonal Customer Count'!$B:$P,12,FALSE),\"Check\")),0)","v":0},{"$f":"IFERROR(IF(OR(C478=\"S\",C478=\"D\"),VLOOKUP(B478,'Seasonal Customer Count'!$B:$P,5,FALSE),IF(C478=\"W\",VLOOKUP(B478,'Seasonal Customer Count'!$B:$P,13,FALSE),\"Check\")),0)","v":0},{"$f":"IFERROR(IF(OR(C478=\"S\",C478=\"D\"),VLOOKUP(B478,'Seasonal Customer Count'!$B:$P,6,FALSE),IF(C478=\"W\",VLOOKUP(B478,'Seasonal Customer Count'!$B:$P,14,FALSE),\"Check\")),0)","v":0},{"$f":"IFERROR(IF(OR(C478=\"S\",C478=\"D\"),VLOOKUP(B478,'Seasonal Customer Count'!$B:$P,7,FALSE),IF(C478=\"W\",VLOOKUP(B478,'Seasonal Customer Count'!$B:$P,15,FALSE),\"Check\")),0)","v":0},{"$f":"IFERROR(IF(OR(C478=\"S\",C478=\"D\"),VLOOKUP(B478,'Seasonal Customer Count'!$B:$P,8,FALSE),IF(C478=\"W\",VLOOKUP(B478,'Seasonal Customer Count'!$B:$P,16,FALSE),\"Check\")),0)","v":0},{"$f":"Summary!$D$8*(K478*'Average Project Size'!$F$6+L478*'Average Project Size'!$F$7+M478*'Average Project Size'!$F$8+N478*'Average Project Size'!$F$10+O478*'Average Project Size'!$F$9)/1000","v":0},{"$f":"Summary!$D$8*(K478*F478*'Average Project Size'!$F$6+L478*G478*'Average Project Size'!$F$7+M478*H478*'Average Project Size'!$F$8+N478*I478*'Average Project Size'!$F$10+O478*J478*'Average Project Size'!$F$9)/1000","v":0}]
[null,{"$f":"'Peak Identification'!B477","v":"HPVY T-131"},{"$f":"'Peak Identification'!D477","v":"S"},{"$f":"'Peak Identification'!E477","v":18},{"$f":"VLOOKUP($D479,'DER Output'!$S$17:$X$41,6,FALSE)","v":0.16032398020038169},{"$f":"IF($C479=\"S\",VLOOKUP($D479,'DER Output'!$S$18:$W$41,2,FALSE),VLOOKUP($D479,'DER Output'!$S$18:$W$41,3,FALSE))","v":0.17224423800777711},{"$f":"IF($C479=\"S\",VLOOKUP($D479,'DER Output'!$S$18:$W$41,4,FALSE),VLOOKUP($D479,'DER Output'!$S$18:$W$41,5,FALSE))","v":0.17224423800777711},{"$f":"IF($C479=\"S\",VLOOKUP($D479,'DER Output'!$S$18:$W$41,4,FALSE),VLOOKUP($D479,'DER Output'!$S$18:$W$41,5,FALSE))","v":0.17224423800777711},{"$f":"IF($C479=\"S\",VLOOKUP($D479,'DER Output'!$S$18:$W$41,4,FALSE),VLOOKUP($D479,'DER Output'!$S$18:$W$41,5,FALSE))","v":0.17224423800777711},{"$f":"IF($C479=\"S\",VLOOKUP($D479,'DER Output'!$S$18:$W$41,4,FALSE),VLOOKUP($D479,'DER Output'!$S$18:$W$41,5,FALSE))","v":0.17224423800777711},{"$f":"IFERROR(IF(OR(C479=\"S\",C479=\"D\"),VLOOKUP(B479,'Seasonal Customer Count'!$B:$I,4,FALSE),IF(C479=\"W\",VLOOKUP(B479,'Seasonal Customer Count'!$B:$P,12,FALSE),\"Check\")),0)","v":3508},{"$f":"IFERROR(IF(OR(C479=\"S\",C479=\"D\"),VLOOKUP(B479,'Seasonal Customer Count'!$B:$P,5,FALSE),IF(C479=\"W\",VLOOKUP(B479,'Seasonal Customer Count'!$B:$P,13,FALSE),\"Check\")),0)","v":76},{"$f":"IFERROR(IF(OR(C479=\"S\",C479=\"D\"),VLOOKUP(B479,'Seasonal Customer Count'!$B:$P,6,FALSE),IF(C479=\"W\",VLOOKUP(B479,'Seasonal Customer Count'!$B:$P,14,FALSE),\"Check\")),0)","v":82},{"$f":"IFERROR(IF(OR(C479=\"S\",C479=\"D\"),VLOOKUP(B479,'Seasonal Customer Count'!$B:$P,7,FALSE),IF(C479=\"W\",VLOOKUP(B479,'Seasonal Customer Count'!$B:$P,15,FALSE),\"Check\")),0)","v":2},{"$f":"IFERROR(IF(OR(C479=\"S\",C479=\"D\"),VLOOKUP(B479,'Seasonal Customer Count'!$B:$P,8,FALSE),IF(C479=\"W\",VLOOKUP(B479,'Seasonal Customer Count'!$B:$P,16,FALSE),\"Check\")),0)","v":44},{"$f":"Summary!$D$8*(K479*'Average Project Size'!$F$6+L479*'Average Project Size'!$F$7+M479*'Average Project Size'!$F$8+N479*'Average Project Size'!$F$10+O479*'Average Project Size'!$F$9)/1000","v":0.19296703402214768},{"$f":"Summary!$D$8*(K479*F479*'Average Project Size'!$F$6+L479*G479*'Average Project Size'!$F$7+M479*H479*'Average Project Size'!$F$8+N479*I479*'Average Project Size'!$F$10+O479*J479*'Average Project Size'!$F$9)/1000","v":3.3237459735765633E-2}]
[null,{"$f":"'Peak Identification'!B478","v":"HRPR11"},{"$f":"'Peak Identification'!D478","v":"S"},{"$f":"'Peak Identification'!E478","v":19},{"$f":"VLOOKUP($D480,'DER Output'!$S$17:$X$41,6,FALSE)","v":0.11066797934994306},{"$f":"IF($C480=\"S\",VLOOKUP($D480,'DER Output'!$S$18:$W$41,2,FALSE),VLOOKUP($D480,'DER Output'!$S$18:$W$41,3,FALSE))","v":7.5840560103576066E-2},{"$f":"IF($C480=\"S\",VLOOKUP($D480,'DER Output'!$S$18:$W$41,4,FALSE),VLOOKUP($D480,'DER Output'!$S$18:$W$41,5,FALSE))","v":7.5840560103576066E-2},{"$f":"IF($C480=\"S\",VLOOKUP($D480,'DER Output'!$S$18:$W$41,4,FALSE),VLOOKUP($D480,'DER Output'!$S$18:$W$41,5,FALSE))","v":7.5840560103576066E-2},{"$f":"IF($C480=\"S\",VLOOKUP($D480,'DER Output'!$S$18:$W$41,4,FALSE),VLOOKUP($D480,'DER Output'!$S$18:$W$41,5,FALSE))","v":7.5840560103576066E-2},{"$f":"IF($C480=\"S\",VLOOKUP($D480,'DER Output'!$S$18:$W$41,4,FALSE),VLOOKUP($D480,'DER Output'!$S$18:$W$41,5,FALSE))","v":7.5840560103576066E-2},{"$f":"IFERROR(IF(OR(C480=\"S\",C480=\"D\"),VLOOKUP(B480,'Seasonal Customer Count'!$B:$I,4,FALSE),IF(C480=\"W\",VLOOKUP(B480,'Seasonal Customer Count'!$B:$P,12,FALSE),\"Check\")),0)","v":58},{"$f":"IFERROR(IF(OR(C480=\"S\",C480=\"D\"),VLOOKUP(B480,'Seasonal Customer Count'!$B:$P,5,FALSE),IF(C480=\"W\",VLOOKUP(B480,'Seasonal Customer Count'!$B:$P,13,FALSE),\"Check\")),0)","v":16},{"$f":"IFERROR(IF(OR(C480=\"S\",C480=\"D\"),VLOOKUP(B480,'Seasonal Customer Count'!$B:$P,6,FALSE),IF(C480=\"W\",VLOOKUP(B480,'Seasonal Customer Count'!$B:$P,14,FALSE),\"Check\")),0)","v":4},{"$f":"IFERROR(IF(OR(C480=\"S\",C480=\"D\"),VLOOKUP(B480,'Seasonal Customer Count'!$B:$P,7,FALSE),IF(C480=\"W\",VLOOKUP(B480,'Seasonal Customer Count'!$B:$P,15,FALSE),\"Check\")),0)","v":0},{"$f":"IFERROR(IF(OR(C480=\"S\",C480=\"D\"),VLOOKUP(B480,'Seasonal Customer Count'!$B:$P,8,FALSE),IF(C480=\"W\",VLOOKUP(B480,'Seasonal Customer Count'!$B:$P,16,FALSE),\"Check\")),0)","v":28},{"$f":"Summary!$D$8*(K480*'Average Project Size'!$F$6+L480*'Average Project Size'!$F$7+M480*'Average Project Size'!$F$8+N480*'Average Project Size'!$F$10+O480*'Average Project Size'!$F$9)/1000","v":2.1975634838209739E-2},{"$f":"Summary!$D$8*(K480*F480*'Average Project Size'!$F$6+L480*G480*'Average Project Size'!$F$7+M480*H480*'Average Project Size'!$F$8+N480*I480*'Average Project Size'!$F$10+O480*J480*'Average Project Size'!$F$9)/1000","v":1.6666444547614862E-3}]
[null,{"$f":"'Peak Identification'!B479","v":"HRPR12"},{"$f":"'Peak Identification'!D479","v":"S"},{"$f":"'Peak Identification'!E479","v":18},{"$f":"VLOOKUP($D481,'DER Output'!$S$17:$X$41,6,FALSE)","v":0.16032398020038169},{"$f":"IF($C481=\"S\",VLOOKUP($D481,'DER Output'!$S$18:$W$41,2,FALSE),VLOOKUP($D481,'DER Output'!$S$18:$W$41,3,FALSE))","v":0.17224423800777711},{"$f":"IF($C481=\"S\",VLOOKUP($D481,'DER Output'!$S$18:$W$41,4,FALSE),VLOOKUP($D481,'DER Output'!$S$18:$W$41,5,FALSE))","v":0.17224423800777711},{"$f":"IF($C481=\"S\",VLOOKUP($D481,'DER Output'!$S$18:$W$41,4,FALSE),VLOOKUP($D481,'DER Output'!$S$18:$W$41,5,FALSE))","v":0.17224423800777711},{"$f":"IF($C481=\"S\",VLOOKUP($D481,'DER Output'!$S$18:$W$41,4,FALSE),VLOOKUP($D481,'DER Output'!$S$18:$W$41,5,FALSE))","v":0.17224423800777711},{"$f":"IF($C481=\"S\",VLOOKUP($D481,'DER Output'!$S$18:$W$41,4,FALSE),VLOOKUP($D481,'DER Output'!$S$18:$W$41,5,FALSE))","v":0.17224423800777711},{"$f":"IFERROR(IF(OR(C481=\"S\",C481=\"D\"),VLOOKUP(B481,'Seasonal Customer Count'!$B:$I,4,FALSE),IF(C481=\"W\",VLOOKUP(B481,'Seasonal Customer Count'!$B:$P,12,FALSE),\"Check\")),0)","v":93},{"$f":"IFERROR(IF(OR(C481=\"S\",C481=\"D\"),VLOOKUP(B481,'Seasonal Customer Count'!$B:$P,5,FALSE),IF(C481=\"W\",VLOOKUP(B481,'Seasonal Customer Count'!$B:$P,13,FALSE),\"Check\")),0)","v":26},{"$f":"IFERROR(IF(OR(C481=\"S\",C481=\"D\"),VLOOKUP(B481,'Seasonal Customer Count'!$B:$P,6,FALSE),IF(C481=\"W\",VLOOKUP(B481,'Seasonal Customer Count'!$B:$P,14,FALSE),\"Check\")),0)","v":2},{"$f":"IFERROR(IF(OR(C481=\"S\",C481=\"D\"),VLOOKUP(B481,'Seasonal Customer Count'!$B:$P,7,FALSE),IF(C481=\"W\",VLOOKUP(B481,'Seasonal Customer Count'!$B:$P,15,FALSE),\"Check\")),0)","v":0},{"$f":"IFERROR(IF(OR(C481=\"S\",C481=\"D\"),VLOOKUP(B481,'Seasonal Customer Count'!$B:$P,8,FALSE),IF(C481=\"W\",VLOOKUP(B481,'Seasonal Customer Count'!$B:$P,16,FALSE),\"Check\")),0)","v":52},{"$f":"Summary!$D$8*(K481*'Average Project Size'!$F$6+L481*'Average Project Size'!$F$7+M481*'Average Project Size'!$F$8+N481*'Average Project Size'!$F$10+O481*'Average Project Size'!$F$9)/1000","v":3.9020987909578704E-2},{"$f":"Summary!$D$8*(K481*F481*'Average Project Size'!$F$6+L481*G481*'Average Project Size'!$F$7+M481*H481*'Average Project Size'!$F$8+N481*I481*'Average Project Size'!$F$10+O481*J481*'Average Project Size'!$F$9)/1000","v":6.7211403287960681E-3}]
[null,{"$f":"'Peak Identification'!B480","v":"HRPR T-061"},{"$f":"'Peak Identification'!D480","v":"S"},{"$f":"'Peak Identification'!E480","v":16},{"$f":"VLOOKUP($D482,'DER Output'!$S$17:$X$41,6,FALSE)","v":0.22644022312513051},{"$f":"IF($C482=\"S\",VLOOKUP($D482,'DER Output'!$S$18:$W$41,2,FALSE),VLOOKUP($D482,'DER Output'!$S$18:$W$41,3,FALSE))","v":0.44781407722569133},{"$f":"IF($C482=\"S\",VLOOKUP($D482,'DER Output'!$S$18:$W$41,4,FALSE),VLOOKUP($D482,'DER Output'!$S$18:$W$41,5,FALSE))","v":0.44781407722569133},{"$f":"IF($C482=\"S\",VLOOKUP($D482,'DER Output'!$S$18:$W$41,4,FALSE),VLOOKUP($D482,'DER Output'!$S$18:$W$41,5,FALSE))","v":0.44781407722569133},{"$f":"IF($C482=\"S\",VLOOKUP($D482,'DER Output'!$S$18:$W$41,4,FALSE),VLOOKUP($D482,'DER Output'!$S$18:$W$41,5,FALSE))","v":0.44781407722569133},{"$f":"IF($C482=\"S\",VLOOKUP($D482,'DER Output'!$S$18:$W$41,4,FALSE),VLOOKUP($D482,'DER Output'!$S$18:$W$41,5,FALSE))","v":0.44781407722569133},{"$f":"IFERROR(IF(OR(C482=\"S\",C482=\"D\"),VLOOKUP(B482,'Seasonal Customer Count'!$B:$I,4,FALSE),IF(C482=\"W\",VLOOKUP(B482,'Seasonal Customer Count'!$B:$P,12,FALSE),\"Check\")),0)","v":151},{"$f":"IFERROR(IF(OR(C482=\"S\",C482=\"D\"),VLOOKUP(B482,'Seasonal Customer Count'!$B:$P,5,FALSE),IF(C482=\"W\",VLOOKUP(B482,'Seasonal Customer Count'!$B:$P,13,FALSE),\"Check\")),0)","v":42},{"$f":"IFERROR(IF(OR(C482=\"S\",C482=\"D\"),VLOOKUP(B482,'Seasonal Customer Count'!$B:$P,6,FALSE),IF(C482=\"W\",VLOOKUP(B482,'Seasonal Customer Count'!$B:$P,14,FALSE),\"Check\")),0)","v":6},{"$f":"IFERROR(IF(OR(C482=\"S\",C482=\"D\"),VLOOKUP(B482,'Seasonal Customer Count'!$B:$P,7,FALSE),IF(C482=\"W\",VLOOKUP(B482,'Seasonal Customer Count'!$B:$P,15,FALSE),\"Check\")),0)","v":0},{"$f":"IFERROR(IF(OR(C482=\"S\",C482=\"D\"),VLOOKUP(B482,'Seasonal Customer Count'!$B:$P,8,FALSE),IF(C482=\"W\",VLOOKUP(B482,'Seasonal Customer Count'!$B:$P,16,FALSE),\"Check\")),0)","v":80},{"$f":"Summary!$D$8*(K482*'Average Project Size'!$F$6+L482*'Average Project Size'!$F$7+M482*'Average Project Size'!$F$8+N482*'Average Project Size'!$F$10+O482*'Average Project Size'!$F$9)/1000","v":6.099662274778845E-2},{"$f":"Summary!$D$8*(K482*F482*'Average Project Size'!$F$6+L482*G482*'Average Project Size'!$F$7+M482*H482*'Average Project Size'!$F$8+N482*I482*'Average Project Size'!$F$10+O482*J482*'Average Project Size'!$F$9)/1000","v":2.7315146329684493E-2}]
[null,{"$f":"'Peak Identification'!B481","v":"HSDL11"},{"$f":"'Peak Identification'!D481","v":"S"},{"$f":"'Peak Identification'!E481","v":18},{"$f":"VLOOKUP($D483,'DER Output'!$S$17:$X$41,6,FALSE)","v":0.16032398020038169},{"$f":"IF($C483=\"S\",VLOOKUP($D483,'DER Output'!$S$18:$W$41,2,FALSE),VLOOKUP($D483,'DER Output'!$S$18:$W$41,3,FALSE))","v":0.17224423800777711},{"$f":"IF($C483=\"S\",VLOOKUP($D483,'DER Output'!$S$18:$W$41,4,FALSE),VLOOKUP($D483,'DER Output'!$S$18:$W$41,5,FALSE))","v":0.17224423800777711},{"$f":"IF($C483=\"S\",VLOOKUP($D483,'DER Output'!$S$18:$W$41,4,FALSE),VLOOKUP($D483,'DER Output'!$S$18:$W$41,5,FALSE))","v":0.17224423800777711},{"$f":"IF($C483=\"S\",VLOOKUP($D483,'DER Output'!$S$18:$W$41,4,FALSE),VLOOKUP($D483,'DER Output'!$S$18:$W$41,5,FALSE))","v":0.17224423800777711},{"$f":"IF($C483=\"S\",VLOOKUP($D483,'DER Output'!$S$18:$W$41,4,FALSE),VLOOKUP($D483,'DER Output'!$S$18:$W$41,5,FALSE))","v":0.17224423800777711},{"$f":"IFERROR(IF(OR(C483=\"S\",C483=\"D\"),VLOOKUP(B483,'Seasonal Customer Count'!$B:$I,4,FALSE),IF(C483=\"W\",VLOOKUP(B483,'Seasonal Customer Count'!$B:$P,12,FALSE),\"Check\")),0)","v":702},{"$f":"IFERROR(IF(OR(C483=\"S\",C483=\"D\"),VLOOKUP(B483,'Seasonal Customer Count'!$B:$P,5,FALSE),IF(C483=\"W\",VLOOKUP(B483,'Seasonal Customer Count'!$B:$P,13,FALSE),\"Check\")),0)","v":8},{"$f":"IFERROR(IF(OR(C483=\"S\",C483=\"D\"),VLOOKUP(B483,'Seasonal Customer Count'!$B:$P,6,FALSE),IF(C483=\"W\",VLOOKUP(B483,'Seasonal Customer Count'!$B:$P,14,FALSE),\"Check\")),0)","v":3},{"$f":"IFERROR(IF(OR(C483=\"S\",C483=\"D\"),VLOOKUP(B483,'Seasonal Customer Count'!$B:$P,7,FALSE),IF(C483=\"W\",VLOOKUP(B483,'Seasonal Customer Count'!$B:$P,15,FALSE),\"Check\")),0)","v":0},{"$f":"IFERROR(IF(OR(C483=\"S\",C483=\"D\"),VLOOKUP(B483,'Seasonal Customer Count'!$B:$P,8,FALSE),IF(C483=\"W\",VLOOKUP(B483,'Seasonal Customer Count'!$B:$P,16,FALSE),\"Check\")),0)","v":0},{"$f":"Summary!$D$8*(K483*'Average Project Size'!$F$6+L483*'Average Project Size'!$F$7+M483*'Average Project Size'!$F$8+N483*'Average Project Size'!$F$10+O483*'Average Project Size'!$F$9)/1000","v":2.9005383194565748E-2},{"$f":"Summary!$D$8*(K483*F483*'Average Project Size'!$F$6+L483*G483*'Average Project Size'!$F$7+M483*H483*'Average Project Size'!$F$8+N483*I483*'Average Project Size'!$F$10+O483*J483*'Average Project Size'!$F$9)/1000","v":4.9960101264715593E-3}]
[null,{"$f":"'Peak Identification'!B482","v":"HSDL12"},{"$f":"'Peak Identification'!D482","v":"S"},{"$f":"'Peak Identification'!E482","v":19},{"$f":"VLOOKUP($D484,'DER Output'!$S$17:$X$41,6,FALSE)","v":0.11066797934994306},{"$f":"IF($C484=\"S\",VLOOKUP($D484,'DER Output'!$S$18:$W$41,2,FALSE),VLOOKUP($D484,'DER Output'!$S$18:$W$41,3,FALSE))","v":7.5840560103576066E-2},{"$f":"IF($C484=\"S\",VLOOKUP($D484,'DER Output'!$S$18:$W$41,4,FALSE),VLOOKUP($D484,'DER Output'!$S$18:$W$41,5,FALSE))","v":7.5840560103576066E-2},{"$f":"IF($C484=\"S\",VLOOKUP($D484,'DER Output'!$S$18:$W$41,4,FALSE),VLOOKUP($D484,'DER Output'!$S$18:$W$41,5,FALSE))","v":7.5840560103576066E-2},{"$f":"IF($C484=\"S\",VLOOKUP($D484,'DER Output'!$S$18:$W$41,4,FALSE),VLOOKUP($D484,'DER Output'!$S$18:$W$41,5,FALSE))","v":7.5840560103576066E-2},{"$f":"IF($C484=\"S\",VLOOKUP($D484,'DER Output'!$S$18:$W$41,4,FALSE),VLOOKUP($D484,'DER Output'!$S$18:$W$41,5,FALSE))","v":7.5840560103576066E-2},{"$f":"IFERROR(IF(OR(C484=\"S\",C484=\"D\"),VLOOKUP(B484,'Seasonal Customer Count'!$B:$I,4,FALSE),IF(C484=\"W\",VLOOKUP(B484,'Seasonal Customer Count'!$B:$P,12,FALSE),\"Check\")),0)","v":1383},{"$f":"IFERROR(IF(OR(C484=\"S\",C484=\"D\"),VLOOKUP(B484,'Seasonal Customer Count'!$B:$P,5,FALSE),IF(C484=\"W\",VLOOKUP(B484,'Seasonal Customer Count'!$B:$P,13,FALSE),\"Check\")),0)","v":21},{"$f":"IFERROR(IF(OR(C484=\"S\",C484=\"D\"),VLOOKUP(B484,'Seasonal Customer Count'!$B:$P,6,FALSE),IF(C484=\"W\",VLOOKUP(B484,'Seasonal Customer Count'!$B:$P,14,FALSE),\"Check\")),0)","v":27},{"$f":"IFERROR(IF(OR(C484=\"S\",C484=\"D\"),VLOOKUP(B484,'Seasonal Customer Count'!$B:$P,7,FALSE),IF(C484=\"W\",VLOOKUP(B484,'Seasonal Customer Count'!$B:$P,15,FALSE),\"Check\")),0)","v":0},{"$f":"IFERROR(IF(OR(C484=\"S\",C484=\"D\"),VLOOKUP(B484,'Seasonal Customer Count'!$B:$P,8,FALSE),IF(C484=\"W\",VLOOKUP(B484,'Seasonal Customer Count'!$B:$P,16,FALSE),\"Check\")),0)","v":19},{"$f":"Summary!$D$8*(K484*'Average Project Size'!$F$6+L484*'Average Project Size'!$F$7+M484*'Average Project Size'!$F$8+N484*'Average Project Size'!$F$10+O484*'Average Project Size'!$F$9)/1000","v":7.3238988780136877E-2},{"$f":"Summary!$D$8*(K484*F484*'Average Project Size'!$F$6+L484*G484*'Average Project Size'!$F$7+M484*H484*'Average Project Size'!$F$8+N484*I484*'Average Project Size'!$F$10+O484*J484*'Average Project Size'!$F$9)/1000","v":5.5544859305051058E-3}]
[null,{"$f":"'Peak Identification'!B483","v":"HSDL13"},{"$f":"'Peak Identification'!D483","v":"S"},{"$f":"'Peak Identification'!E483","v":18},{"$f":"VLOOKUP($D485,'DER Output'!$S$17:$X$41,6,FALSE)","v":0.16032398020038169},{"$f":"IF($C485=\"S\",VLOOKUP($D485,'DER Output'!$S$18:$W$41,2,FALSE),VLOOKUP($D485,'DER Output'!$S$18:$W$41,3,FALSE))","v":0.17224423800777711},{"$f":"IF($C485=\"S\",VLOOKUP($D485,'DER Output'!$S$18:$W$41,4,FALSE),VLOOKUP($D485,'DER Output'!$S$18:$W$41,5,FALSE))","v":0.17224423800777711},{"$f":"IF($C485=\"S\",VLOOKUP($D485,'DER Output'!$S$18:$W$41,4,FALSE),VLOOKUP($D485,'DER Output'!$S$18:$W$41,5,FALSE))","v":0.17224423800777711},{"$f":"IF($C485=\"S\",VLOOKUP($D485,'DER Output'!$S$18:$W$41,4,FALSE),VLOOKUP($D485,'DER Output'!$S$18:$W$41,5,FALSE))","v":0.17224423800777711},{"$f":"IF($C485=\"S\",VLOOKUP($D485,'DER Output'!$S$18:$W$41,4,FALSE),VLOOKUP($D485,'DER Output'!$S$18:$W$41,5,FALSE))","v":0.17224423800777711},{"$f":"IFERROR(IF(OR(C485=\"S\",C485=\"D\"),VLOOKUP(B485,'Seasonal Customer Count'!$B:$I,4,FALSE),IF(C485=\"W\",VLOOKUP(B485,'Seasonal Customer Count'!$B:$P,12,FALSE),\"Check\")),0)","v":1169},{"$f":"IFERROR(IF(OR(C485=\"S\",C485=\"D\"),VLOOKUP(B485,'Seasonal Customer Count'!$B:$P,5,FALSE),IF(C485=\"W\",VLOOKUP(B485,'Seasonal Customer Count'!$B:$P,13,FALSE),\"Check\")),0)","v":11},{"$f":"IFERROR(IF(OR(C485=\"S\",C485=\"D\"),VLOOKUP(B485,'Seasonal Customer Count'!$B:$P,6,FALSE),IF(C485=\"W\",VLOOKUP(B485,'Seasonal Customer Count'!$B:$P,14,FALSE),\"Check\")),0)","v":13},{"$f":"IFERROR(IF(OR(C485=\"S\",C485=\"D\"),VLOOKUP(B485,'Seasonal Customer Count'!$B:$P,7,FALSE),IF(C485=\"W\",VLOOKUP(B485,'Seasonal Customer Count'!$B:$P,15,FALSE),\"Check\")),0)","v":0},{"$f":"IFERROR(IF(OR(C485=\"S\",C485=\"D\"),VLOOKUP(B485,'Seasonal Customer Count'!$B:$P,8,FALSE),IF(C485=\"W\",VLOOKUP(B485,'Seasonal Customer Count'!$B:$P,16,FALSE),\"Check\")),0)","v":0},{"$f":"Summary!$D$8*(K485*'Average Project Size'!$F$6+L485*'Average Project Size'!$F$7+M485*'Average Project Size'!$F$8+N485*'Average Project Size'!$F$10+O485*'Average Project Size'!$F$9)/1000","v":4.9507276546012453E-2},{"$f":"Summary!$D$8*(K485*F485*'Average Project Size'!$F$6+L485*G485*'Average Project Size'!$F$7+M485*H485*'Average Project Size'!$F$8+N485*I485*'Average Project Size'!$F$10+O485*J485*'Average Project Size'!$F$9)/1000","v":8.5273431245082108E-3}]
[null,{"$f":"'Peak Identification'!B484","v":"HSDL14"},{"$f":"'Peak Identification'!D484","v":"S"},{"$f":"'Peak Identification'!E484","v":18},{"$f":"VLOOKUP($D486,'DER Output'!$S$17:$X$41,6,FALSE)","v":0.16032398020038169},{"$f":"IF($C486=\"S\",VLOOKUP($D486,'DER Output'!$S$18:$W$41,2,FALSE),VLOOKUP($D486,'DER Output'!$S$18:$W$41,3,FALSE))","v":0.17224423800777711},{"$f":"IF($C486=\"S\",VLOOKUP($D486,'DER Output'!$S$18:$W$41,4,FALSE),VLOOKUP($D486,'DER Output'!$S$18:$W$41,5,FALSE))","v":0.17224423800777711},{"$f":"IF($C486=\"S\",VLOOKUP($D486,'DER Output'!$S$18:$W$41,4,FALSE),VLOOKUP($D486,'DER Output'!$S$18:$W$41,5,FALSE))","v":0.17224423800777711},{"$f":"IF($C486=\"S\",VLOOKUP($D486,'DER Output'!$S$18:$W$41,4,FALSE),VLOOKUP($D486,'DER Output'!$S$18:$W$41,5,FALSE))","v":0.17224423800777711},{"$f":"IF($C486=\"S\",VLOOKUP($D486,'DER Output'!$S$18:$W$41,4,FALSE),VLOOKUP($D486,'DER Output'!$S$18:$W$41,5,FALSE))","v":0.17224423800777711},{"$f":"IFERROR(IF(OR(C486=\"S\",C486=\"D\"),VLOOKUP(B486,'Seasonal Customer Count'!$B:$I,4,FALSE),IF(C486=\"W\",VLOOKUP(B486,'Seasonal Customer Count'!$B:$P,12,FALSE),\"Check\")),0)","v":1911},{"$f":"IFERROR(IF(OR(C486=\"S\",C486=\"D\"),VLOOKUP(B486,'Seasonal Customer Count'!$B:$P,5,FALSE),IF(C486=\"W\",VLOOKUP(B486,'Seasonal Customer Count'!$B:$P,13,FALSE),\"Check\")),0)","v":18},{"$f":"IFERROR(IF(OR(C486=\"S\",C486=\"D\"),VLOOKUP(B486,'Seasonal Customer Count'!$B:$P,6,FALSE),IF(C486=\"W\",VLOOKUP(B486,'Seasonal Customer Count'!$B:$P,14,FALSE),\"Check\")),0)","v":32},{"$f":"IFERROR(IF(OR(C486=\"S\",C486=\"D\"),VLOOKUP(B486,'Seasonal Customer Count'!$B:$P,7,FALSE),IF(C486=\"W\",VLOOKUP(B486,'Seasonal Customer Count'!$B:$P,15,FALSE),\"Check\")),0)","v":0},{"$f":"IFERROR(IF(OR(C486=\"S\",C486=\"D\"),VLOOKUP(B486,'Seasonal Customer Count'!$B:$P,8,FALSE),IF(C486=\"W\",VLOOKUP(B486,'Seasonal Customer Count'!$B:$P,16,FALSE),\"Check\")),0)","v":2},{"$f":"Summary!$D$8*(K486*'Average Project Size'!$F$6+L486*'Average Project Size'!$F$7+M486*'Average Project Size'!$F$8+N486*'Average Project Size'!$F$10+O486*'Average Project Size'!$F$9)/1000","v":8.4052988100167286E-2},{"$f":"Summary!$D$8*(K486*F486*'Average Project Size'!$F$6+L486*G486*'Average Project Size'!$F$7+M486*H486*'Average Project Size'!$F$8+N486*I486*'Average Project Size'!$F$10+O486*J486*'Average Project Size'!$F$9)/1000","v":1.4477642887590068E-2}]
[null,{"$f":"'Peak Identification'!B485","v":"HSDL15"},{"$f":"'Peak Identification'!D485","v":"S"},{"$f":"'Peak Identification'!E485","v":16},{"$f":"VLOOKUP($D487,'DER Output'!$S$17:$X$41,6,FALSE)","v":0.22644022312513051},{"$f":"IF($C487=\"S\",VLOOKUP($D487,'DER Output'!$S$18:$W$41,2,FALSE),VLOOKUP($D487,'DER Output'!$S$18:$W$41,3,FALSE))","v":0.44781407722569133},{"$f":"IF($C487=\"S\",VLOOKUP($D487,'DER Output'!$S$18:$W$41,4,FALSE),VLOOKUP($D487,'DER Output'!$S$18:$W$41,5,FALSE))","v":0.44781407722569133},{"$f":"IF($C487=\"S\",VLOOKUP($D487,'DER Output'!$S$18:$W$41,4,FALSE),VLOOKUP($D487,'DER Output'!$S$18:$W$41,5,FALSE))","v":0.44781407722569133},{"$f":"IF($C487=\"S\",VLOOKUP($D487,'DER Output'!$S$18:$W$41,4,FALSE),VLOOKUP($D487,'DER Output'!$S$18:$W$41,5,FALSE))","v":0.44781407722569133},{"$f":"IF($C487=\"S\",VLOOKUP($D487,'DER Output'!$S$18:$W$41,4,FALSE),VLOOKUP($D487,'DER Output'!$S$18:$W$41,5,FALSE))","v":0.44781407722569133},{"$f":"IFERROR(IF(OR(C487=\"S\",C487=\"D\"),VLOOKUP(B487,'Seasonal Customer Count'!$B:$I,4,FALSE),IF(C487=\"W\",VLOOKUP(B487,'Seasonal Customer Count'!$B:$P,12,FALSE),\"Check\")),0)","v":0},{"$f":"IFERROR(IF(OR(C487=\"S\",C487=\"D\"),VLOOKUP(B487,'Seasonal Customer Count'!$B:$P,5,FALSE),IF(C487=\"W\",VLOOKUP(B487,'Seasonal Customer Count'!$B:$P,13,FALSE),\"Check\")),0)","v":0},{"$f":"IFERROR(IF(OR(C487=\"S\",C487=\"D\"),VLOOKUP(B487,'Seasonal Customer Count'!$B:$P,6,FALSE),IF(C487=\"W\",VLOOKUP(B487,'Seasonal Customer Count'!$B:$P,14,FALSE),\"Check\")),0)","v":0},{"$f":"IFERROR(IF(OR(C487=\"S\",C487=\"D\"),VLOOKUP(B487,'Seasonal Customer Count'!$B:$P,7,FALSE),IF(C487=\"W\",VLOOKUP(B487,'Seasonal Customer Count'!$B:$P,15,FALSE),\"Check\")),0)","v":0},{"$f":"IFERROR(IF(OR(C487=\"S\",C487=\"D\"),VLOOKUP(B487,'Seasonal Customer Count'!$B:$P,8,FALSE),IF(C487=\"W\",VLOOKUP(B487,'Seasonal Customer Count'!$B:$P,16,FALSE),\"Check\")),0)","v":0},{"$f":"Summary!$D$8*(K487*'Average Project Size'!$F$6+L487*'Average Project Size'!$F$7+M487*'Average Project Size'!$F$8+N487*'Average Project Size'!$F$10+O487*'Average Project Size'!$F$9)/1000","v":0},{"$f":"Summary!$D$8*(K487*F487*'Average Project Size'!$F$6+L487*G487*'Average Project Size'!$F$7+M487*H487*'Average Project Size'!$F$8+N487*I487*'Average Project Size'!$F$10+O487*J487*'Average Project Size'!$F$9)/1000","v":0}]
[null,{"$f":"'Peak Identification'!B486","v":"HSDL16"},{"$f":"'Peak Identification'!D486","v":"S"},{"$f":"'Peak Identification'!E486","v":17},{"$f":"VLOOKUP($D488,'DER Output'!$S$17:$X$41,6,FALSE)","v":0.19174838710475617},{"$f":"IF($C488=\"S\",VLOOKUP($D488,'DER Output'!$S$18:$W$41,2,FALSE),VLOOKUP($D488,'DER Output'!$S$18:$W$41,3,FALSE))","v":0.30300399777640191},{"$f":"IF($C488=\"S\",VLOOKUP($D488,'DER Output'!$S$18:$W$41,4,FALSE),VLOOKUP($D488,'DER Output'!$S$18:$W$41,5,FALSE))","v":0.30300399777640191},{"$f":"IF($C488=\"S\",VLOOKUP($D488,'DER Output'!$S$18:$W$41,4,FALSE),VLOOKUP($D488,'DER Output'!$S$18:$W$41,5,FALSE))","v":0.30300399777640191},{"$f":"IF($C488=\"S\",VLOOKUP($D488,'DER Output'!$S$18:$W$41,4,FALSE),VLOOKUP($D488,'DER Output'!$S$18:$W$41,5,FALSE))","v":0.30300399777640191},{"$f":"IF($C488=\"S\",VLOOKUP($D488,'DER Output'!$S$18:$W$41,4,FALSE),VLOOKUP($D488,'DER Output'!$S$18:$W$41,5,FALSE))","v":0.30300399777640191},{"$f":"IFERROR(IF(OR(C488=\"S\",C488=\"D\"),VLOOKUP(B488,'Seasonal Customer Count'!$B:$I,4,FALSE),IF(C488=\"W\",VLOOKUP(B488,'Seasonal Customer Count'!$B:$P,12,FALSE),\"Check\")),0)","v":0},{"$f":"IFERROR(IF(OR(C488=\"S\",C488=\"D\"),VLOOKUP(B488,'Seasonal Customer Count'!$B:$P,5,FALSE),IF(C488=\"W\",VLOOKUP(B488,'Seasonal Customer Count'!$B:$P,13,FALSE),\"Check\")),0)","v":0},{"$f":"IFERROR(IF(OR(C488=\"S\",C488=\"D\"),VLOOKUP(B488,'Seasonal Customer Count'!$B:$P,6,FALSE),IF(C488=\"W\",VLOOKUP(B488,'Seasonal Customer Count'!$B:$P,14,FALSE),\"Check\")),0)","v":0},{"$f":"IFERROR(IF(OR(C488=\"S\",C488=\"D\"),VLOOKUP(B488,'Seasonal Customer Count'!$B:$P,7,FALSE),IF(C488=\"W\",VLOOKUP(B488,'Seasonal Customer Count'!$B:$P,15,FALSE),\"Check\")),0)","v":0},{"$f":"IFERROR(IF(OR(C488=\"S\",C488=\"D\"),VLOOKUP(B488,'Seasonal Customer Count'!$B:$P,8,FALSE),IF(C488=\"W\",VLOOKUP(B488,'Seasonal Customer Count'!$B:$P,16,FALSE),\"Check\")),0)","v":0},{"$f":"Summary!$D$8*(K488*'Average Project Size'!$F$6+L488*'Average Project Size'!$F$7+M488*'Average Project Size'!$F$8+N488*'Average Project Size'!$F$10+O488*'Average Project Size'!$F$9)/1000","v":0},{"$f":"Summary!$D$8*(K488*F488*'Average Project Size'!$F$6+L488*G488*'Average Project Size'!$F$7+M488*H488*'Average Project Size'!$F$8+N488*I488*'Average Project Size'!$F$10+O488*J488*'Average Project Size'!$F$9)/1000","v":0}]
[null,{"$f":"'Peak Identification'!B487","v":"HSDL17"},{"$f":"'Peak Identification'!D487","v":"S"},{"$f":"'Peak Identification'!E487","v":19},{"$f":"VLOOKUP($D489,'DER Output'!$S$17:$X$41,6,FALSE)","v":0.11066797934994306},{"$f":"IF($C489=\"S\",VLOOKUP($D489,'DER Output'!$S$18:$W$41,2,FALSE),VLOOKUP($D489,'DER Output'!$S$18:$W$41,3,FALSE))","v":7.5840560103576066E-2},{"$f":"IF($C489=\"S\",VLOOKUP($D489,'DER Output'!$S$18:$W$41,4,FALSE),VLOOKUP($D489,'DER Output'!$S$18:$W$41,5,FALSE))","v":7.5840560103576066E-2},{"$f":"IF($C489=\"S\",VLOOKUP($D489,'DER Output'!$S$18:$W$41,4,FALSE),VLOOKUP($D489,'DER Output'!$S$18:$W$41,5,FALSE))","v":7.5840560103576066E-2},{"$f":"IF($C489=\"S\",VLOOKUP($D489,'DER Output'!$S$18:$W$41,4,FALSE),VLOOKUP($D489,'DER Output'!$S$18:$W$41,5,FALSE))","v":7.5840560103576066E-2},{"$f":"IF($C489=\"S\",VLOOKUP($D489,'DER Output'!$S$18:$W$41,4,FALSE),VLOOKUP($D489,'DER Output'!$S$18:$W$41,5,FALSE))","v":7.5840560103576066E-2},{"$f":"IFERROR(IF(OR(C489=\"S\",C489=\"D\"),VLOOKUP(B489,'Seasonal Customer Count'!$B:$I,4,FALSE),IF(C489=\"W\",VLOOKUP(B489,'Seasonal Customer Count'!$B:$P,12,FALSE),\"Check\")),0)","v":0},{"$f":"IFERROR(IF(OR(C489=\"S\",C489=\"D\"),VLOOKUP(B489,'Seasonal Customer Count'!$B:$P,5,FALSE),IF(C489=\"W\",VLOOKUP(B489,'Seasonal Customer Count'!$B:$P,13,FALSE),\"Check\")),0)","v":0},{"$f":"IFERROR(IF(OR(C489=\"S\",C489=\"D\"),VLOOKUP(B489,'Seasonal Customer Count'!$B:$P,6,FALSE),IF(C489=\"W\",VLOOKUP(B489,'Seasonal Customer Count'!$B:$P,14,FALSE),\"Check\")),0)","v":0},{"$f":"IFERROR(IF(OR(C489=\"S\",C489=\"D\"),VLOOKUP(B489,'Seasonal Customer Count'!$B:$P,7,FALSE),IF(C489=\"W\",VLOOKUP(B489,'Seasonal Customer Count'!$B:$P,15,FALSE),\"Check\")),0)","v":0},{"$f":"IFERROR(IF(OR(C489=\"S\",C489=\"D\"),VLOOKUP(B489,'Seasonal Customer Count'!$B:$P,8,FALSE),IF(C489=\"W\",VLOOKUP(B489,'Seasonal Customer Count'!$B:$P,16,FALSE),\"Check\")),0)","v":0},{"$f":"Summary!$D$8*(K489*'Average Project Size'!$F$6+L489*'Average Project Size'!$F$7+M489*'Average Project Size'!$F$8+N489*'Average Project Size'!$F$10+O489*'Average Project Size'!$F$9)/1000","v":0},{"$f":"Summary!$D$8*(K489*F489*'Average Project Size'!$F$6+L489*G489*'Average Project Size'!$F$7+M489*H489*'Average Project Size'!$F$8+N489*I489*'Average Project Size'!$F$10+O489*J489*'Average Project Size'!$F$9)/1000","v":0}]
[null,{"$f":"'Peak Identification'!B488","v":"HSDL T-131"},{"$f":"'Peak Identification'!D488","v":"S"},{"$f":"'Peak Identification'!E488","v":18},{"$f":"VLOOKUP($D490,'DER Output'!$S$17:$X$41,6,FALSE)","v":0.16032398020038169},{"$f":"IF($C490=\"S\",VLOOKUP($D490,'DER Output'!$S$18:$W$41,2,FALSE),VLOOKUP($D490,'DER Output'!$S$18:$W$41,3,FALSE))","v":0.17224423800777711},{"$f":"IF($C490=\"S\",VLOOKUP($D490,'DER Output'!$S$18:$W$41,4,FALSE),VLOOKUP($D490,'DER Output'!$S$18:$W$41,5,FALSE))","v":0.17224423800777711},{"$f":"IF($C490=\"S\",VLOOKUP($D490,'DER Output'!$S$18:$W$41,4,FALSE),VLOOKUP($D490,'DER Output'!$S$18:$W$41,5,FALSE))","v":0.17224423800777711},{"$f":"IF($C490=\"S\",VLOOKUP($D490,'DER Output'!$S$18:$W$41,4,FALSE),VLOOKUP($D490,'DER Output'!$S$18:$W$41,5,FALSE))","v":0.17224423800777711},{"$f":"IF($C490=\"S\",VLOOKUP($D490,'DER Output'!$S$18:$W$41,4,FALSE),VLOOKUP($D490,'DER Output'!$S$18:$W$41,5,FALSE))","v":0.17224423800777711},{"$f":"IFERROR(IF(OR(C490=\"S\",C490=\"D\"),VLOOKUP(B490,'Seasonal Customer Count'!$B:$I,4,FALSE),IF(C490=\"W\",VLOOKUP(B490,'Seasonal Customer Count'!$B:$P,12,FALSE),\"Check\")),0)","v":5165},{"$f":"IFERROR(IF(OR(C490=\"S\",C490=\"D\"),VLOOKUP(B490,'Seasonal Customer Count'!$B:$P,5,FALSE),IF(C490=\"W\",VLOOKUP(B490,'Seasonal Customer Count'!$B:$P,13,FALSE),\"Check\")),0)","v":58},{"$f":"IFERROR(IF(OR(C490=\"S\",C490=\"D\"),VLOOKUP(B490,'Seasonal Customer Count'!$B:$P,6,FALSE),IF(C490=\"W\",VLOOKUP(B490,'Seasonal Customer Count'!$B:$P,14,FALSE),\"Check\")),0)","v":75},{"$f":"IFERROR(IF(OR(C490=\"S\",C490=\"D\"),VLOOKUP(B490,'Seasonal Customer Count'!$B:$P,7,FALSE),IF(C490=\"W\",VLOOKUP(B490,'Seasonal Customer Count'!$B:$P,15,FALSE),\"Check\")),0)","v":0},{"$f":"IFERROR(IF(OR(C490=\"S\",C490=\"D\"),VLOOKUP(B490,'Seasonal Customer Count'!$B:$P,8,FALSE),IF(C490=\"W\",VLOOKUP(B490,'Seasonal Customer Count'!$B:$P,16,FALSE),\"Check\")),0)","v":21},{"$f":"Summary!$D$8*(K490*'Average Project Size'!$F$6+L490*'Average Project Size'!$F$7+M490*'Average Project Size'!$F$8+N490*'Average Project Size'!$F$10+O490*'Average Project Size'!$F$9)/1000","v":0.23580463662088236},{"$f":"Summary!$D$8*(K490*F490*'Average Project Size'!$F$6+L490*G490*'Average Project Size'!$F$7+M490*H490*'Average Project Size'!$F$8+N490*I490*'Average Project Size'!$F$10+O490*J490*'Average Project Size'!$F$9)/1000","v":4.0615989953464646E-2}]
[null,{"$f":"'Peak Identification'!B489","v":"HSDL T-132"},{"$f":"'Peak Identification'!D489","v":"S"},{"$f":"'Peak Identification'!E489","v":0},{"$f":"VLOOKUP($D491,'DER Output'!$S$17:$X$41,6,FALSE)","v":0},{"$f":"IF($C491=\"S\",VLOOKUP($D491,'DER Output'!$S$18:$W$41,2,FALSE),VLOOKUP($D491,'DER Output'!$S$18:$W$41,3,FALSE))","v":5.9141103405834004E-4},{"$f":"IF($C491=\"S\",VLOOKUP($D491,'DER Output'!$S$18:$W$41,4,FALSE),VLOOKUP($D491,'DER Output'!$S$18:$W$41,5,FALSE))","v":5.9141103405834004E-4},{"$f":"IF($C491=\"S\",VLOOKUP($D491,'DER Output'!$S$18:$W$41,4,FALSE),VLOOKUP($D491,'DER Output'!$S$18:$W$41,5,FALSE))","v":5.9141103405834004E-4},{"$f":"IF($C491=\"S\",VLOOKUP($D491,'DER Output'!$S$18:$W$41,4,FALSE),VLOOKUP($D491,'DER Output'!$S$18:$W$41,5,FALSE))","v":5.9141103405834004E-4},{"$f":"IF($C491=\"S\",VLOOKUP($D491,'DER Output'!$S$18:$W$41,4,FALSE),VLOOKUP($D491,'DER Output'!$S$18:$W$41,5,FALSE))","v":5.9141103405834004E-4},{"$f":"IFERROR(IF(OR(C491=\"S\",C491=\"D\"),VLOOKUP(B491,'Seasonal Customer Count'!$B:$I,4,FALSE),IF(C491=\"W\",VLOOKUP(B491,'Seasonal Customer Count'!$B:$P,12,FALSE),\"Check\")),0)","v":0},{"$f":"IFERROR(IF(OR(C491=\"S\",C491=\"D\"),VLOOKUP(B491,'Seasonal Customer Count'!$B:$P,5,FALSE),IF(C491=\"W\",VLOOKUP(B491,'Seasonal Customer Count'!$B:$P,13,FALSE),\"Check\")),0)","v":0},{"$f":"IFERROR(IF(OR(C491=\"S\",C491=\"D\"),VLOOKUP(B491,'Seasonal Customer Count'!$B:$P,6,FALSE),IF(C491=\"W\",VLOOKUP(B491,'Seasonal Customer Count'!$B:$P,14,FALSE),\"Check\")),0)","v":0},{"$f":"IFERROR(IF(OR(C491=\"S\",C491=\"D\"),VLOOKUP(B491,'Seasonal Customer Count'!$B:$P,7,FALSE),IF(C491=\"W\",VLOOKUP(B491,'Seasonal Customer Count'!$B:$P,15,FALSE),\"Check\")),0)","v":0},{"$f":"IFERROR(IF(OR(C491=\"S\",C491=\"D\"),VLOOKUP(B491,'Seasonal Customer Count'!$B:$P,8,FALSE),IF(C491=\"W\",VLOOKUP(B491,'Seasonal Customer Count'!$B:$P,16,FALSE),\"Check\")),0)","v":0},{"$f":"Summary!$D$8*(K491*'Average Project Size'!$F$6+L491*'Average Project Size'!$F$7+M491*'Average Project Size'!$F$8+N491*'Average Project Size'!$F$10+O491*'Average Project Size'!$F$9)/1000","v":0},{"$f":"Summary!$D$8*(K491*F491*'Average Project Size'!$F$6+L491*G491*'Average Project Size'!$F$7+M491*H491*'Average Project Size'!$F$8+N491*I491*'Average Project Size'!$F$10+O491*J491*'Average Project Size'!$F$9)/1000","v":0}]
[null,{"$f":"'Peak Identification'!B490","v":"HSTN11"},{"$f":"'Peak Identification'!D490","v":"W"},{"$f":"'Peak Identification'!E490","v":7},{"$f":"VLOOKUP($D492,'DER Output'!$S$17:$X$41,6,FALSE)","v":0},{"$f":"IF($C492=\"S\",VLOOKUP($D492,'DER Output'!$S$18:$W$41,2,FALSE),VLOOKUP($D492,'DER Output'!$S$18:$W$41,3,FALSE))","v":1.6354374218706029E-3},{"$f":"IF($C492=\"S\",VLOOKUP($D492,'DER Output'!$S$18:$W$41,4,FALSE),VLOOKUP($D492,'DER Output'!$S$18:$W$41,5,FALSE))","v":1.6354374218706029E-3},{"$f":"IF($C492=\"S\",VLOOKUP($D492,'DER Output'!$S$18:$W$41,4,FALSE),VLOOKUP($D492,'DER Output'!$S$18:$W$41,5,FALSE))","v":1.6354374218706029E-3},{"$f":"IF($C492=\"S\",VLOOKUP($D492,'DER Output'!$S$18:$W$41,4,FALSE),VLOOKUP($D492,'DER Output'!$S$18:$W$41,5,FALSE))","v":1.6354374218706029E-3},{"$f":"IF($C492=\"S\",VLOOKUP($D492,'DER Output'!$S$18:$W$41,4,FALSE),VLOOKUP($D492,'DER Output'!$S$18:$W$41,5,FALSE))","v":1.6354374218706029E-3},{"$f":"IFERROR(IF(OR(C492=\"S\",C492=\"D\"),VLOOKUP(B492,'Seasonal Customer Count'!$B:$I,4,FALSE),IF(C492=\"W\",VLOOKUP(B492,'Seasonal Customer Count'!$B:$P,12,FALSE),\"Check\")),0)","v":61},{"$f":"IFERROR(IF(OR(C492=\"S\",C492=\"D\"),VLOOKUP(B492,'Seasonal Customer Count'!$B:$P,5,FALSE),IF(C492=\"W\",VLOOKUP(B492,'Seasonal Customer Count'!$B:$P,13,FALSE),\"Check\")),0)","v":160},{"$f":"IFERROR(IF(OR(C492=\"S\",C492=\"D\"),VLOOKUP(B492,'Seasonal Customer Count'!$B:$P,6,FALSE),IF(C492=\"W\",VLOOKUP(B492,'Seasonal Customer Count'!$B:$P,14,FALSE),\"Check\")),0)","v":1},{"$f":"IFERROR(IF(OR(C492=\"S\",C492=\"D\"),VLOOKUP(B492,'Seasonal Customer Count'!$B:$P,7,FALSE),IF(C492=\"W\",VLOOKUP(B492,'Seasonal Customer Count'!$B:$P,15,FALSE),\"Check\")),0)","v":0},{"$f":"IFERROR(IF(OR(C492=\"S\",C492=\"D\"),VLOOKUP(B492,'Seasonal Customer Count'!$B:$P,8,FALSE),IF(C492=\"W\",VLOOKUP(B492,'Seasonal Customer Count'!$B:$P,16,FALSE),\"Check\")),0)","v":0},{"$f":"Summary!$D$8*(K492*'Average Project Size'!$F$6+L492*'Average Project Size'!$F$7+M492*'Average Project Size'!$F$8+N492*'Average Project Size'!$F$10+O492*'Average Project Size'!$F$9)/1000","v":1.433206164136289E-2},{"$f":"Summary!$D$8*(K492*F492*'Average Project Size'!$F$6+L492*G492*'Average Project Size'!$F$7+M492*H492*'Average Project Size'!$F$8+N492*I492*'Average Project Size'!$F$10+O492*J492*'Average Project Size'!$F$9)/1000","v":2.3439189940841088E-5}]
[null,{"$f":"'Peak Identification'!B491","v":"HSTN12"},{"$f":"'Peak Identification'!D491","v":"S"},{"$f":"'Peak Identification'!E491","v":20},{"$f":"VLOOKUP($D493,'DER Output'!$S$17:$X$41,6,FALSE)","v":2.7072953014838841E-3},{"$f":"IF($C493=\"S\",VLOOKUP($D493,'DER Output'!$S$18:$W$41,2,FALSE),VLOOKUP($D493,'DER Output'!$S$18:$W$41,3,FALSE))","v":2.0294966704587497E-2},{"$f":"IF($C493=\"S\",VLOOKUP($D493,'DER Output'!$S$18:$W$41,4,FALSE),VLOOKUP($D493,'DER Output'!$S$18:$W$41,5,FALSE))","v":2.0294966704587497E-2},{"$f":"IF($C493=\"S\",VLOOKUP($D493,'DER Output'!$S$18:$W$41,4,FALSE),VLOOKUP($D493,'DER Output'!$S$18:$W$41,5,FALSE))","v":2.0294966704587497E-2},{"$f":"IF($C493=\"S\",VLOOKUP($D493,'DER Output'!$S$18:$W$41,4,FALSE),VLOOKUP($D493,'DER Output'!$S$18:$W$41,5,FALSE))","v":2.0294966704587497E-2},{"$f":"IF($C493=\"S\",VLOOKUP($D493,'DER Output'!$S$18:$W$41,4,FALSE),VLOOKUP($D493,'DER Output'!$S$18:$W$41,5,FALSE))","v":2.0294966704587497E-2},{"$f":"IFERROR(IF(OR(C493=\"S\",C493=\"D\"),VLOOKUP(B493,'Seasonal Customer Count'!$B:$I,4,FALSE),IF(C493=\"W\",VLOOKUP(B493,'Seasonal Customer Count'!$B:$P,12,FALSE),\"Check\")),0)","v":113},{"$f":"IFERROR(IF(OR(C493=\"S\",C493=\"D\"),VLOOKUP(B493,'Seasonal Customer Count'!$B:$P,5,FALSE),IF(C493=\"W\",VLOOKUP(B493,'Seasonal Customer Count'!$B:$P,13,FALSE),\"Check\")),0)","v":13},{"$f":"IFERROR(IF(OR(C493=\"S\",C493=\"D\"),VLOOKUP(B493,'Seasonal Customer Count'!$B:$P,6,FALSE),IF(C493=\"W\",VLOOKUP(B493,'Seasonal Customer Count'!$B:$P,14,FALSE),\"Check\")),0)","v":9},{"$f":"IFERROR(IF(OR(C493=\"S\",C493=\"D\"),VLOOKUP(B493,'Seasonal Customer Count'!$B:$P,7,FALSE),IF(C493=\"W\",VLOOKUP(B493,'Seasonal Customer Count'!$B:$P,15,FALSE),\"Check\")),0)","v":0},{"$f":"IFERROR(IF(OR(C493=\"S\",C493=\"D\"),VLOOKUP(B493,'Seasonal Customer Count'!$B:$P,8,FALSE),IF(C493=\"W\",VLOOKUP(B493,'Seasonal Customer Count'!$B:$P,16,FALSE),\"Check\")),0)","v":41},{"$f":"Summary!$D$8*(K493*'Average Project Size'!$F$6+L493*'Average Project Size'!$F$7+M493*'Average Project Size'!$F$8+N493*'Average Project Size'!$F$10+O493*'Average Project Size'!$F$9)/1000","v":3.3069988380444261E-2},{"$f":"Summary!$D$8*(K493*F493*'Average Project Size'!$F$6+L493*G493*'Average Project Size'!$F$7+M493*H493*'Average Project Size'!$F$8+N493*I493*'Average Project Size'!$F$10+O493*J493*'Average Project Size'!$F$9)/1000","v":6.7115431310221178E-4}]
[null,{"$f":"'Peak Identification'!B492","v":"HSTN13"},{"$f":"'Peak Identification'!D492","v":"S"},{"$f":"'Peak Identification'!E492","v":13},{"$f":"VLOOKUP($D494,'DER Output'!$S$17:$X$41,6,FALSE)","v":0.3680214036441018},{"$f":"IF($C494=\"S\",VLOOKUP($D494,'DER Output'!$S$18:$W$41,2,FALSE),VLOOKUP($D494,'DER Output'!$S$18:$W$41,3,FALSE))","v":0.68995601564450493},{"$f":"IF($C494=\"S\",VLOOKUP($D494,'DER Output'!$S$18:$W$41,4,FALSE),VLOOKUP($D494,'DER Output'!$S$18:$W$41,5,FALSE))","v":0.68995601564450493},{"$f":"IF($C494=\"S\",VLOOKUP($D494,'DER Output'!$S$18:$W$41,4,FALSE),VLOOKUP($D494,'DER Output'!$S$18:$W$41,5,FALSE))","v":0.68995601564450493},{"$f":"IF($C494=\"S\",VLOOKUP($D494,'DER Output'!$S$18:$W$41,4,FALSE),VLOOKUP($D494,'DER Output'!$S$18:$W$41,5,FALSE))","v":0.68995601564450493},{"$f":"IF($C494=\"S\",VLOOKUP($D494,'DER Output'!$S$18:$W$41,4,FALSE),VLOOKUP($D494,'DER Output'!$S$18:$W$41,5,FALSE))","v":0.68995601564450493},{"$f":"IFERROR(IF(OR(C494=\"S\",C494=\"D\"),VLOOKUP(B494,'Seasonal Customer Count'!$B:$I,4,FALSE),IF(C494=\"W\",VLOOKUP(B494,'Seasonal Customer Count'!$B:$P,12,FALSE),\"Check\")),0)","v":235},{"$f":"IFERROR(IF(OR(C494=\"S\",C494=\"D\"),VLOOKUP(B494,'Seasonal Customer Count'!$B:$P,5,FALSE),IF(C494=\"W\",VLOOKUP(B494,'Seasonal Customer Count'!$B:$P,13,FALSE),\"Check\")),0)","v":18},{"$f":"IFERROR(IF(OR(C494=\"S\",C494=\"D\"),VLOOKUP(B494,'Seasonal Customer Count'!$B:$P,6,FALSE),IF(C494=\"W\",VLOOKUP(B494,'Seasonal Customer Count'!$B:$P,14,FALSE),\"Check\")),0)","v":29},{"$f":"IFERROR(IF(OR(C494=\"S\",C494=\"D\"),VLOOKUP(B494,'Seasonal Customer Count'!$B:$P,7,FALSE),IF(C494=\"W\",VLOOKUP(B494,'Seasonal Customer Count'!$B:$P,15,FALSE),\"Check\")),0)","v":0},{"$f":"IFERROR(IF(OR(C494=\"S\",C494=\"D\"),VLOOKUP(B494,'Seasonal Customer Count'!$B:$P,8,FALSE),IF(C494=\"W\",VLOOKUP(B494,'Seasonal Customer Count'!$B:$P,16,FALSE),\"Check\")),0)","v":51},{"$f":"Summary!$D$8*(K494*'Average Project Size'!$F$6+L494*'Average Project Size'!$F$7+M494*'Average Project Size'!$F$8+N494*'Average Project Size'!$F$10+O494*'Average Project Size'!$F$9)/1000","v":4.8085843979512342E-2},{"$f":"Summary!$D$8*(K494*F494*'Average Project Size'!$F$6+L494*G494*'Average Project Size'!$F$7+M494*H494*'Average Project Size'!$F$8+N494*I494*'Average Project Size'!$F$10+O494*J494*'Average Project Size'!$F$9)/1000","v":3.3177117321007643E-2}]
[null,{"$f":"'Peak Identification'!B493","v":"HSTN T-061"},{"$f":"'Peak Identification'!D493","v":"S"},{"$f":"'Peak Identification'!E493","v":16},{"$f":"VLOOKUP($D495,'DER Output'!$S$17:$X$41,6,FALSE)","v":0.22644022312513051},{"$f":"IF($C495=\"S\",VLOOKUP($D495,'DER Output'!$S$18:$W$41,2,FALSE),VLOOKUP($D495,'DER Output'!$S$18:$W$41,3,FALSE))","v":0.44781407722569133},{"$f":"IF($C495=\"S\",VLOOKUP($D495,'DER Output'!$S$18:$W$41,4,FALSE),VLOOKUP($D495,'DER Output'!$S$18:$W$41,5,FALSE))","v":0.44781407722569133},{"$f":"IF($C495=\"S\",VLOOKUP($D495,'DER Output'!$S$18:$W$41,4,FALSE),VLOOKUP($D495,'DER Output'!$S$18:$W$41,5,FALSE))","v":0.44781407722569133},{"$f":"IF($C495=\"S\",VLOOKUP($D495,'DER Output'!$S$18:$W$41,4,FALSE),VLOOKUP($D495,'DER Output'!$S$18:$W$41,5,FALSE))","v":0.44781407722569133},{"$f":"IF($C495=\"S\",VLOOKUP($D495,'DER Output'!$S$18:$W$41,4,FALSE),VLOOKUP($D495,'DER Output'!$S$18:$W$41,5,FALSE))","v":0.44781407722569133},{"$f":"IFERROR(IF(OR(C495=\"S\",C495=\"D\"),VLOOKUP(B495,'Seasonal Customer Count'!$B:$I,4,FALSE),IF(C495=\"W\",VLOOKUP(B495,'Seasonal Customer Count'!$B:$P,12,FALSE),\"Check\")),0)","v":997},{"$f":"IFERROR(IF(OR(C495=\"S\",C495=\"D\"),VLOOKUP(B495,'Seasonal Customer Count'!$B:$P,5,FALSE),IF(C495=\"W\",VLOOKUP(B495,'Seasonal Customer Count'!$B:$P,13,FALSE),\"Check\")),0)","v":71},{"$f":"IFERROR(IF(OR(C495=\"S\",C495=\"D\"),VLOOKUP(B495,'Seasonal Customer Count'!$B:$P,6,FALSE),IF(C495=\"W\",VLOOKUP(B495,'Seasonal Customer Count'!$B:$P,14,FALSE),\"Check\")),0)","v":73},{"$f":"IFERROR(IF(OR(C495=\"S\",C495=\"D\"),VLOOKUP(B495,'Seasonal Customer Count'!$B:$P,7,FALSE),IF(C495=\"W\",VLOOKUP(B495,'Seasonal Customer Count'!$B:$P,15,FALSE),\"Check\")),0)","v":2},{"$f":"IFERROR(IF(OR(C495=\"S\",C495=\"D\"),VLOOKUP(B495,'Seasonal Customer Count'!$B:$P,8,FALSE),IF(C495=\"W\",VLOOKUP(B495,'Seasonal Customer Count'!$B:$P,16,FALSE),\"Check\")),0)","v":203},{"$f":"Summary!$D$8*(K495*'Average Project Size'!$F$6+L495*'Average Project Size'!$F$7+M495*'Average Project Size'!$F$8+N495*'Average Project Size'!$F$10+O495*'Average Project Size'!$F$9)/1000","v":0.19237536932568342},{"$f":"Summary!$D$8*(K495*F495*'Average Project Size'!$F$6+L495*G495*'Average Project Size'!$F$7+M495*H495*'Average Project Size'!$F$8+N495*I495*'Average Project Size'!$F$10+O495*J495*'Average Project Size'!$F$9)/1000","v":8.6148398495532491E-2}]
[null,{"$f":"'Peak Identification'!B494","v":"HTHL11"},{"$f":"'Peak Identification'!D494","v":"S"},{"$f":"'Peak Identification'!E494","v":18},{"$f":"VLOOKUP($D496,'DER Output'!$S$17:$X$41,6,FALSE)","v":0.16032398020038169},{"$f":"IF($C496=\"S\",VLOOKUP($D496,'DER Output'!$S$18:$W$41,2,FALSE),VLOOKUP($D496,'DER Output'!$S$18:$W$41,3,FALSE))","v":0.17224423800777711},{"$f":"IF($C496=\"S\",VLOOKUP($D496,'DER Output'!$S$18:$W$41,4,FALSE),VLOOKUP($D496,'DER Output'!$S$18:$W$41,5,FALSE))","v":0.17224423800777711},{"$f":"IF($C496=\"S\",VLOOKUP($D496,'DER Output'!$S$18:$W$41,4,FALSE),VLOOKUP($D496,'DER Output'!$S$18:$W$41,5,FALSE))","v":0.17224423800777711},{"$f":"IF($C496=\"S\",VLOOKUP($D496,'DER Output'!$S$18:$W$41,4,FALSE),VLOOKUP($D496,'DER Output'!$S$18:$W$41,5,FALSE))","v":0.17224423800777711},{"$f":"IF($C496=\"S\",VLOOKUP($D496,'DER Output'!$S$18:$W$41,4,FALSE),VLOOKUP($D496,'DER Output'!$S$18:$W$41,5,FALSE))","v":0.17224423800777711},{"$f":"IFERROR(IF(OR(C496=\"S\",C496=\"D\"),VLOOKUP(B496,'Seasonal Customer Count'!$B:$I,4,FALSE),IF(C496=\"W\",VLOOKUP(B496,'Seasonal Customer Count'!$B:$P,12,FALSE),\"Check\")),0)","v":36},{"$f":"IFERROR(IF(OR(C496=\"S\",C496=\"D\"),VLOOKUP(B496,'Seasonal Customer Count'!$B:$P,5,FALSE),IF(C496=\"W\",VLOOKUP(B496,'Seasonal Customer Count'!$B:$P,13,FALSE),\"Check\")),0)","v":3},{"$f":"IFERROR(IF(OR(C496=\"S\",C496=\"D\"),VLOOKUP(B496,'Seasonal Customer Count'!$B:$P,6,FALSE),IF(C496=\"W\",VLOOKUP(B496,'Seasonal Customer Count'!$B:$P,14,FALSE),\"Check\")),0)","v":2},{"$f":"IFERROR(IF(OR(C496=\"S\",C496=\"D\"),VLOOKUP(B496,'Seasonal Customer Count'!$B:$P,7,FALSE),IF(C496=\"W\",VLOOKUP(B496,'Seasonal Customer Count'!$B:$P,15,FALSE),\"Check\")),0)","v":0},{"$f":"IFERROR(IF(OR(C496=\"S\",C496=\"D\"),VLOOKUP(B496,'Seasonal Customer Count'!$B:$P,8,FALSE),IF(C496=\"W\",VLOOKUP(B496,'Seasonal Customer Count'!$B:$P,16,FALSE),\"Check\")),0)","v":0},{"$f":"Summary!$D$8*(K496*'Average Project Size'!$F$6+L496*'Average Project Size'!$F$7+M496*'Average Project Size'!$F$8+N496*'Average Project Size'!$F$10+O496*'Average Project Size'!$F$9)/1000","v":1.9949113852580093E-3},{"$f":"Summary!$D$8*(K496*F496*'Average Project Size'!$F$6+L496*G496*'Average Project Size'!$F$7+M496*H496*'Average Project Size'!$F$8+N496*I496*'Average Project Size'!$F$10+O496*J496*'Average Project Size'!$F$9)/1000","v":3.4361199144680488E-4}]
[null,{"$f":"'Peak Identification'!B495","v":"HTHL T-061"},{"$f":"'Peak Identification'!D495","v":"S"},{"$f":"'Peak Identification'!E495","v":18},{"$f":"VLOOKUP($D497,'DER Output'!$S$17:$X$41,6,FALSE)","v":0.16032398020038169},{"$f":"IF($C497=\"S\",VLOOKUP($D497,'DER Output'!$S$18:$W$41,2,FALSE),VLOOKUP($D497,'DER Output'!$S$18:$W$41,3,FALSE))","v":0.17224423800777711},{"$f":"IF($C497=\"S\",VLOOKUP($D497,'DER Output'!$S$18:$W$41,4,FALSE),VLOOKUP($D497,'DER Output'!$S$18:$W$41,5,FALSE))","v":0.17224423800777711},{"$f":"IF($C497=\"S\",VLOOKUP($D497,'DER Output'!$S$18:$W$41,4,FALSE),VLOOKUP($D497,'DER Output'!$S$18:$W$41,5,FALSE))","v":0.17224423800777711},{"$f":"IF($C497=\"S\",VLOOKUP($D497,'DER Output'!$S$18:$W$41,4,FALSE),VLOOKUP($D497,'DER Output'!$S$18:$W$41,5,FALSE))","v":0.17224423800777711},{"$f":"IF($C497=\"S\",VLOOKUP($D497,'DER Output'!$S$18:$W$41,4,FALSE),VLOOKUP($D497,'DER Output'!$S$18:$W$41,5,FALSE))","v":0.17224423800777711},{"$f":"IFERROR(IF(OR(C497=\"S\",C497=\"D\"),VLOOKUP(B497,'Seasonal Customer Count'!$B:$I,4,FALSE),IF(C497=\"W\",VLOOKUP(B497,'Seasonal Customer Count'!$B:$P,12,FALSE),\"Check\")),0)","v":36},{"$f":"IFERROR(IF(OR(C497=\"S\",C497=\"D\"),VLOOKUP(B497,'Seasonal Customer Count'!$B:$P,5,FALSE),IF(C497=\"W\",VLOOKUP(B497,'Seasonal Customer Count'!$B:$P,13,FALSE),\"Check\")),0)","v":3},{"$f":"IFERROR(IF(OR(C497=\"S\",C497=\"D\"),VLOOKUP(B497,'Seasonal Customer Count'!$B:$P,6,FALSE),IF(C497=\"W\",VLOOKUP(B497,'Seasonal Customer Count'!$B:$P,14,FALSE),\"Check\")),0)","v":2},{"$f":"IFERROR(IF(OR(C497=\"S\",C497=\"D\"),VLOOKUP(B497,'Seasonal Customer Count'!$B:$P,7,FALSE),IF(C497=\"W\",VLOOKUP(B497,'Seasonal Customer Count'!$B:$P,15,FALSE),\"Check\")),0)","v":0},{"$f":"IFERROR(IF(OR(C497=\"S\",C497=\"D\"),VLOOKUP(B497,'Seasonal Customer Count'!$B:$P,8,FALSE),IF(C497=\"W\",VLOOKUP(B497,'Seasonal Customer Count'!$B:$P,16,FALSE),\"Check\")),0)","v":0},{"$f":"Summary!$D$8*(K497*'Average Project Size'!$F$6+L497*'Average Project Size'!$F$7+M497*'Average Project Size'!$F$8+N497*'Average Project Size'!$F$10+O497*'Average Project Size'!$F$9)/1000","v":1.9949113852580093E-3},{"$f":"Summary!$D$8*(K497*F497*'Average Project Size'!$F$6+L497*G497*'Average Project Size'!$F$7+M497*H497*'Average Project Size'!$F$8+N497*I497*'Average Project Size'!$F$10+O497*J497*'Average Project Size'!$F$9)/1000","v":3.4361199144680488E-4}]
[null,{"$f":"'Peak Identification'!B496","v":"HTSU T-231"},{"$f":"'Peak Identification'!D496","v":"S"},{"$f":"'Peak Identification'!E496","v":18},{"$f":"VLOOKUP($D498,'DER Output'!$S$17:$X$41,6,FALSE)","v":0.16032398020038169},{"$f":"IF($C498=\"S\",VLOOKUP($D498,'DER Output'!$S$18:$W$41,2,FALSE),VLOOKUP($D498,'DER Output'!$S$18:$W$41,3,FALSE))","v":0.17224423800777711},{"$f":"IF($C498=\"S\",VLOOKUP($D498,'DER Output'!$S$18:$W$41,4,FALSE),VLOOKUP($D498,'DER Output'!$S$18:$W$41,5,FALSE))","v":0.17224423800777711},{"$f":"IF($C498=\"S\",VLOOKUP($D498,'DER Output'!$S$18:$W$41,4,FALSE),VLOOKUP($D498,'DER Output'!$S$18:$W$41,5,FALSE))","v":0.17224423800777711},{"$f":"IF($C498=\"S\",VLOOKUP($D498,'DER Output'!$S$18:$W$41,4,FALSE),VLOOKUP($D498,'DER Output'!$S$18:$W$41,5,FALSE))","v":0.17224423800777711},{"$f":"IF($C498=\"S\",VLOOKUP($D498,'DER Output'!$S$18:$W$41,4,FALSE),VLOOKUP($D498,'DER Output'!$S$18:$W$41,5,FALSE))","v":0.17224423800777711},{"$f":"IFERROR(IF(OR(C498=\"S\",C498=\"D\"),VLOOKUP(B498,'Seasonal Customer Count'!$B:$I,4,FALSE),IF(C498=\"W\",VLOOKUP(B498,'Seasonal Customer Count'!$B:$P,12,FALSE),\"Check\")),0)","v":0},{"$f":"IFERROR(IF(OR(C498=\"S\",C498=\"D\"),VLOOKUP(B498,'Seasonal Customer Count'!$B:$P,5,FALSE),IF(C498=\"W\",VLOOKUP(B498,'Seasonal Customer Count'!$B:$P,13,FALSE),\"Check\")),0)","v":0},{"$f":"IFERROR(IF(OR(C498=\"S\",C498=\"D\"),VLOOKUP(B498,'Seasonal Customer Count'!$B:$P,6,FALSE),IF(C498=\"W\",VLOOKUP(B498,'Seasonal Customer Count'!$B:$P,14,FALSE),\"Check\")),0)","v":0},{"$f":"IFERROR(IF(OR(C498=\"S\",C498=\"D\"),VLOOKUP(B498,'Seasonal Customer Count'!$B:$P,7,FALSE),IF(C498=\"W\",VLOOKUP(B498,'Seasonal Customer Count'!$B:$P,15,FALSE),\"Check\")),0)","v":0},{"$f":"IFERROR(IF(OR(C498=\"S\",C498=\"D\"),VLOOKUP(B498,'Seasonal Customer Count'!$B:$P,8,FALSE),IF(C498=\"W\",VLOOKUP(B498,'Seasonal Customer Count'!$B:$P,16,FALSE),\"Check\")),0)","v":0},{"$f":"Summary!$D$8*(K498*'Average Project Size'!$F$6+L498*'Average Project Size'!$F$7+M498*'Average Project Size'!$F$8+N498*'Average Project Size'!$F$10+O498*'Average Project Size'!$F$9)/1000","v":0},{"$f":"Summary!$D$8*(K498*F498*'Average Project Size'!$F$6+L498*G498*'Average Project Size'!$F$7+M498*H498*'Average Project Size'!$F$8+N498*I498*'Average Project Size'!$F$10+O498*J498*'Average Project Size'!$F$9)/1000","v":0}]
[null,{"$f":"'Peak Identification'!B497","v":"HTSU T-232"},{"$f":"'Peak Identification'!D497","v":"S"},{"$f":"'Peak Identification'!E497","v":18},{"$f":"VLOOKUP($D499,'DER Output'!$S$17:$X$41,6,FALSE)","v":0.16032398020038169},{"$f":"IF($C499=\"S\",VLOOKUP($D499,'DER Output'!$S$18:$W$41,2,FALSE),VLOOKUP($D499,'DER Output'!$S$18:$W$41,3,FALSE))","v":0.17224423800777711},{"$f":"IF($C499=\"S\",VLOOKUP($D499,'DER Output'!$S$18:$W$41,4,FALSE),VLOOKUP($D499,'DER Output'!$S$18:$W$41,5,FALSE))","v":0.17224423800777711},{"$f":"IF($C499=\"S\",VLOOKUP($D499,'DER Output'!$S$18:$W$41,4,FALSE),VLOOKUP($D499,'DER Output'!$S$18:$W$41,5,FALSE))","v":0.17224423800777711},{"$f":"IF($C499=\"S\",VLOOKUP($D499,'DER Output'!$S$18:$W$41,4,FALSE),VLOOKUP($D499,'DER Output'!$S$18:$W$41,5,FALSE))","v":0.17224423800777711},{"$f":"IF($C499=\"S\",VLOOKUP($D499,'DER Output'!$S$18:$W$41,4,FALSE),VLOOKUP($D499,'DER Output'!$S$18:$W$41,5,FALSE))","v":0.17224423800777711},{"$f":"IFERROR(IF(OR(C499=\"S\",C499=\"D\"),VLOOKUP(B499,'Seasonal Customer Count'!$B:$I,4,FALSE),IF(C499=\"W\",VLOOKUP(B499,'Seasonal Customer Count'!$B:$P,12,FALSE),\"Check\")),0)","v":0},{"$f":"IFERROR(IF(OR(C499=\"S\",C499=\"D\"),VLOOKUP(B499,'Seasonal Customer Count'!$B:$P,5,FALSE),IF(C499=\"W\",VLOOKUP(B499,'Seasonal Customer Count'!$B:$P,13,FALSE),\"Check\")),0)","v":0},{"$f":"IFERROR(IF(OR(C499=\"S\",C499=\"D\"),VLOOKUP(B499,'Seasonal Customer Count'!$B:$P,6,FALSE),IF(C499=\"W\",VLOOKUP(B499,'Seasonal Customer Count'!$B:$P,14,FALSE),\"Check\")),0)","v":0},{"$f":"IFERROR(IF(OR(C499=\"S\",C499=\"D\"),VLOOKUP(B499,'Seasonal Customer Count'!$B:$P,7,FALSE),IF(C499=\"W\",VLOOKUP(B499,'Seasonal Customer Count'!$B:$P,15,FALSE),\"Check\")),0)","v":0},{"$f":"IFERROR(IF(OR(C499=\"S\",C499=\"D\"),VLOOKUP(B499,'Seasonal Customer Count'!$B:$P,8,FALSE),IF(C499=\"W\",VLOOKUP(B499,'Seasonal Customer Count'!$B:$P,16,FALSE),\"Check\")),0)","v":0},{"$f":"Summary!$D$8*(K499*'Average Project Size'!$F$6+L499*'Average Project Size'!$F$7+M499*'Average Project Size'!$F$8+N499*'Average Project Size'!$F$10+O499*'Average Project Size'!$F$9)/1000","v":0},{"$f":"Summary!$D$8*(K499*F499*'Average Project Size'!$F$6+L499*G499*'Average Project Size'!$F$7+M499*H499*'Average Project Size'!$F$8+N499*I499*'Average Project Size'!$F$10+O499*J499*'Average Project Size'!$F$9)/1000","v":0}]
[null,{"$f":"'Peak Identification'!B498","v":"HTSU T-233"},{"$f":"'Peak Identification'!D498","v":"S"},{"$f":"'Peak Identification'!E498","v":18},{"$f":"VLOOKUP($D500,'DER Output'!$S$17:$X$41,6,FALSE)","v":0.16032398020038169},{"$f":"IF($C500=\"S\",VLOOKUP($D500,'DER Output'!$S$18:$W$41,2,FALSE),VLOOKUP($D500,'DER Output'!$S$18:$W$41,3,FALSE))","v":0.17224423800777711},{"$f":"IF($C500=\"S\",VLOOKUP($D500,'DER Output'!$S$18:$W$41,4,FALSE),VLOOKUP($D500,'DER Output'!$S$18:$W$41,5,FALSE))","v":0.17224423800777711},{"$f":"IF($C500=\"S\",VLOOKUP($D500,'DER Output'!$S$18:$W$41,4,FALSE),VLOOKUP($D500,'DER Output'!$S$18:$W$41,5,FALSE))","v":0.17224423800777711},{"$f":"IF($C500=\"S\",VLOOKUP($D500,'DER Output'!$S$18:$W$41,4,FALSE),VLOOKUP($D500,'DER Output'!$S$18:$W$41,5,FALSE))","v":0.17224423800777711},{"$f":"IF($C500=\"S\",VLOOKUP($D500,'DER Output'!$S$18:$W$41,4,FALSE),VLOOKUP($D500,'DER Output'!$S$18:$W$41,5,FALSE))","v":0.17224423800777711},{"$f":"IFERROR(IF(OR(C500=\"S\",C500=\"D\"),VLOOKUP(B500,'Seasonal Customer Count'!$B:$I,4,FALSE),IF(C500=\"W\",VLOOKUP(B500,'Seasonal Customer Count'!$B:$P,12,FALSE),\"Check\")),0)","v":0},{"$f":"IFERROR(IF(OR(C500=\"S\",C500=\"D\"),VLOOKUP(B500,'Seasonal Customer Count'!$B:$P,5,FALSE),IF(C500=\"W\",VLOOKUP(B500,'Seasonal Customer Count'!$B:$P,13,FALSE),\"Check\")),0)","v":0},{"$f":"IFERROR(IF(OR(C500=\"S\",C500=\"D\"),VLOOKUP(B500,'Seasonal Customer Count'!$B:$P,6,FALSE),IF(C500=\"W\",VLOOKUP(B500,'Seasonal Customer Count'!$B:$P,14,FALSE),\"Check\")),0)","v":0},{"$f":"IFERROR(IF(OR(C500=\"S\",C500=\"D\"),VLOOKUP(B500,'Seasonal Customer Count'!$B:$P,7,FALSE),IF(C500=\"W\",VLOOKUP(B500,'Seasonal Customer Count'!$B:$P,15,FALSE),\"Check\")),0)","v":0},{"$f":"IFERROR(IF(OR(C500=\"S\",C500=\"D\"),VLOOKUP(B500,'Seasonal Customer Count'!$B:$P,8,FALSE),IF(C500=\"W\",VLOOKUP(B500,'Seasonal Customer Count'!$B:$P,16,FALSE),\"Check\")),0)","v":0},{"$f":"Summary!$D$8*(K500*'Average Project Size'!$F$6+L500*'Average Project Size'!$F$7+M500*'Average Project Size'!$F$8+N500*'Average Project Size'!$F$10+O500*'Average Project Size'!$F$9)/1000","v":0},{"$f":"Summary!$D$8*(K500*F500*'Average Project Size'!$F$6+L500*G500*'Average Project Size'!$F$7+M500*H500*'Average Project Size'!$F$8+N500*I500*'Average Project Size'!$F$10+O500*J500*'Average Project Size'!$F$9)/1000","v":0}]
[null,{"$f":"'Peak Identification'!B499","v":"HULN11"},{"$f":"'Peak Identification'!D499","v":"S"},{"$f":"'Peak Identification'!E499","v":19},{"$f":"VLOOKUP($D501,'DER Output'!$S$17:$X$41,6,FALSE)","v":0.11066797934994306},{"$f":"IF($C501=\"S\",VLOOKUP($D501,'DER Output'!$S$18:$W$41,2,FALSE),VLOOKUP($D501,'DER Output'!$S$18:$W$41,3,FALSE))","v":7.5840560103576066E-2},{"$f":"IF($C501=\"S\",VLOOKUP($D501,'DER Output'!$S$18:$W$41,4,FALSE),VLOOKUP($D501,'DER Output'!$S$18:$W$41,5,FALSE))","v":7.5840560103576066E-2},{"$f":"IF($C501=\"S\",VLOOKUP($D501,'DER Output'!$S$18:$W$41,4,FALSE),VLOOKUP($D501,'DER Output'!$S$18:$W$41,5,FALSE))","v":7.5840560103576066E-2},{"$f":"IF($C501=\"S\",VLOOKUP($D501,'DER Output'!$S$18:$W$41,4,FALSE),VLOOKUP($D501,'DER Output'!$S$18:$W$41,5,FALSE))","v":7.5840560103576066E-2},{"$f":"IF($C501=\"S\",VLOOKUP($D501,'DER Output'!$S$18:$W$41,4,FALSE),VLOOKUP($D501,'DER Output'!$S$18:$W$41,5,FALSE))","v":7.5840560103576066E-2},{"$f":"IFERROR(IF(OR(C501=\"S\",C501=\"D\"),VLOOKUP(B501,'Seasonal Customer Count'!$B:$I,4,FALSE),IF(C501=\"W\",VLOOKUP(B501,'Seasonal Customer Count'!$B:$P,12,FALSE),\"Check\")),0)","v":1},{"$f":"IFERROR(IF(OR(C501=\"S\",C501=\"D\"),VLOOKUP(B501,'Seasonal Customer Count'!$B:$P,5,FALSE),IF(C501=\"W\",VLOOKUP(B501,'Seasonal Customer Count'!$B:$P,13,FALSE),\"Check\")),0)","v":1},{"$f":"IFERROR(IF(OR(C501=\"S\",C501=\"D\"),VLOOKUP(B501,'Seasonal Customer Count'!$B:$P,6,FALSE),IF(C501=\"W\",VLOOKUP(B501,'Seasonal Customer Count'!$B:$P,14,FALSE),\"Check\")),0)","v":3},{"$f":"IFERROR(IF(OR(C501=\"S\",C501=\"D\"),VLOOKUP(B501,'Seasonal Customer Count'!$B:$P,7,FALSE),IF(C501=\"W\",VLOOKUP(B501,'Seasonal Customer Count'!$B:$P,15,FALSE),\"Check\")),0)","v":0},{"$f":"IFERROR(IF(OR(C501=\"S\",C501=\"D\"),VLOOKUP(B501,'Seasonal Customer Count'!$B:$P,8,FALSE),IF(C501=\"W\",VLOOKUP(B501,'Seasonal Customer Count'!$B:$P,16,FALSE),\"Check\")),0)","v":12},{"$f":"Summary!$D$8*(K501*'Average Project Size'!$F$6+L501*'Average Project Size'!$F$7+M501*'Average Project Size'!$F$8+N501*'Average Project Size'!$F$10+O501*'Average Project Size'!$F$9)/1000","v":8.2613881173777912E-3},{"$f":"Summary!$D$8*(K501*F501*'Average Project Size'!$F$6+L501*G501*'Average Project Size'!$F$7+M501*H501*'Average Project Size'!$F$8+N501*I501*'Average Project Size'!$F$10+O501*J501*'Average Project Size'!$F$9)/1000","v":6.2654830205495949E-4}]
[null,{"$f":"'Peak Identification'!B500","v":"HULN12"},{"$f":"'Peak Identification'!D500","v":"S"},{"$f":"'Peak Identification'!E500","v":20},{"$f":"VLOOKUP($D502,'DER Output'!$S$17:$X$41,6,FALSE)","v":2.7072953014838841E-3},{"$f":"IF($C502=\"S\",VLOOKUP($D502,'DER Output'!$S$18:$W$41,2,FALSE),VLOOKUP($D502,'DER Output'!$S$18:$W$41,3,FALSE))","v":2.0294966704587497E-2},{"$f":"IF($C502=\"S\",VLOOKUP($D502,'DER Output'!$S$18:$W$41,4,FALSE),VLOOKUP($D502,'DER Output'!$S$18:$W$41,5,FALSE))","v":2.0294966704587497E-2},{"$f":"IF($C502=\"S\",VLOOKUP($D502,'DER Output'!$S$18:$W$41,4,FALSE),VLOOKUP($D502,'DER Output'!$S$18:$W$41,5,FALSE))","v":2.0294966704587497E-2},{"$f":"IF($C502=\"S\",VLOOKUP($D502,'DER Output'!$S$18:$W$41,4,FALSE),VLOOKUP($D502,'DER Output'!$S$18:$W$41,5,FALSE))","v":2.0294966704587497E-2},{"$f":"IF($C502=\"S\",VLOOKUP($D502,'DER Output'!$S$18:$W$41,4,FALSE),VLOOKUP($D502,'DER Output'!$S$18:$W$41,5,FALSE))","v":2.0294966704587497E-2},{"$f":"IFERROR(IF(OR(C502=\"S\",C502=\"D\"),VLOOKUP(B502,'Seasonal Customer Count'!$B:$I,4,FALSE),IF(C502=\"W\",VLOOKUP(B502,'Seasonal Customer Count'!$B:$P,12,FALSE),\"Check\")),0)","v":11},{"$f":"IFERROR(IF(OR(C502=\"S\",C502=\"D\"),VLOOKUP(B502,'Seasonal Customer Count'!$B:$P,5,FALSE),IF(C502=\"W\",VLOOKUP(B502,'Seasonal Customer Count'!$B:$P,13,FALSE),\"Check\")),0)","v":12},{"$f":"IFERROR(IF(OR(C502=\"S\",C502=\"D\"),VLOOKUP(B502,'Seasonal Customer Count'!$B:$P,6,FALSE),IF(C502=\"W\",VLOOKUP(B502,'Seasonal Customer Count'!$B:$P,14,FALSE),\"Check\")),0)","v":11},{"$f":"IFERROR(IF(OR(C502=\"S\",C502=\"D\"),VLOOKUP(B502,'Seasonal Customer Count'!$B:$P,7,FALSE),IF(C502=\"W\",VLOOKUP(B502,'Seasonal Customer Count'!$B:$P,15,FALSE),\"Check\")),0)","v":0},{"$f":"IFERROR(IF(OR(C502=\"S\",C502=\"D\"),VLOOKUP(B502,'Seasonal Customer Count'!$B:$P,8,FALSE),IF(C502=\"W\",VLOOKUP(B502,'Seasonal Customer Count'!$B:$P,16,FALSE),\"Check\")),0)","v":17},{"$f":"Summary!$D$8*(K502*'Average Project Size'!$F$6+L502*'Average Project Size'!$F$7+M502*'Average Project Size'!$F$8+N502*'Average Project Size'!$F$10+O502*'Average Project Size'!$F$9)/1000","v":1.4021682088684486E-2},{"$f":"Summary!$D$8*(K502*F502*'Average Project Size'!$F$6+L502*G502*'Average Project Size'!$F$7+M502*H502*'Average Project Size'!$F$8+N502*I502*'Average Project Size'!$F$10+O502*J502*'Average Project Size'!$F$9)/1000","v":2.8456957113216254E-4}]
[null,{"$f":"'Peak Identification'!B501","v":"HULN13"},{"$f":"'Peak Identification'!D501","v":"S"},{"$f":"'Peak Identification'!E501","v":21},{"$f":"VLOOKUP($D503,'DER Output'!$S$17:$X$41,6,FALSE)","v":0},{"$f":"IF($C503=\"S\",VLOOKUP($D503,'DER Output'!$S$18:$W$41,2,FALSE),VLOOKUP($D503,'DER Output'!$S$18:$W$41,3,FALSE))","v":9.5068228432060471E-4},{"$f":"IF($C503=\"S\",VLOOKUP($D503,'DER Output'!$S$18:$W$41,4,FALSE),VLOOKUP($D503,'DER Output'!$S$18:$W$41,5,FALSE))","v":9.5068228432060471E-4},{"$f":"IF($C503=\"S\",VLOOKUP($D503,'DER Output'!$S$18:$W$41,4,FALSE),VLOOKUP($D503,'DER Output'!$S$18:$W$41,5,FALSE))","v":9.5068228432060471E-4},{"$f":"IF($C503=\"S\",VLOOKUP($D503,'DER Output'!$S$18:$W$41,4,FALSE),VLOOKUP($D503,'DER Output'!$S$18:$W$41,5,FALSE))","v":9.5068228432060471E-4},{"$f":"IF($C503=\"S\",VLOOKUP($D503,'DER Output'!$S$18:$W$41,4,FALSE),VLOOKUP($D503,'DER Output'!$S$18:$W$41,5,FALSE))","v":9.5068228432060471E-4},{"$f":"IFERROR(IF(OR(C503=\"S\",C503=\"D\"),VLOOKUP(B503,'Seasonal Customer Count'!$B:$I,4,FALSE),IF(C503=\"W\",VLOOKUP(B503,'Seasonal Customer Count'!$B:$P,12,FALSE),\"Check\")),0)","v":183},{"$f":"IFERROR(IF(OR(C503=\"S\",C503=\"D\"),VLOOKUP(B503,'Seasonal Customer Count'!$B:$P,5,FALSE),IF(C503=\"W\",VLOOKUP(B503,'Seasonal Customer Count'!$B:$P,13,FALSE),\"Check\")),0)","v":39},{"$f":"IFERROR(IF(OR(C503=\"S\",C503=\"D\"),VLOOKUP(B503,'Seasonal Customer Count'!$B:$P,6,FALSE),IF(C503=\"W\",VLOOKUP(B503,'Seasonal Customer Count'!$B:$P,14,FALSE),\"Check\")),0)","v":43},{"$f":"IFERROR(IF(OR(C503=\"S\",C503=\"D\"),VLOOKUP(B503,'Seasonal Customer Count'!$B:$P,7,FALSE),IF(C503=\"W\",VLOOKUP(B503,'Seasonal Customer Count'!$B:$P,15,FALSE),\"Check\")),0)","v":0},{"$f":"IFERROR(IF(OR(C503=\"S\",C503=\"D\"),VLOOKUP(B503,'Seasonal Customer Count'!$B:$P,8,FALSE),IF(C503=\"W\",VLOOKUP(B503,'Seasonal Customer Count'!$B:$P,16,FALSE),\"Check\")),0)","v":82},{"$f":"Summary!$D$8*(K503*'Average Project Size'!$F$6+L503*'Average Project Size'!$F$7+M503*'Average Project Size'!$F$8+N503*'Average Project Size'!$F$10+O503*'Average Project Size'!$F$9)/1000","v":6.968391396739225E-2},{"$f":"Summary!$D$8*(K503*F503*'Average Project Size'!$F$6+L503*G503*'Average Project Size'!$F$7+M503*H503*'Average Project Size'!$F$8+N503*I503*'Average Project Size'!$F$10+O503*J503*'Average Project Size'!$F$9)/1000","v":6.6247262510920964E-5}]
[null,{"$f":"'Peak Identification'!B502","v":"HULN T-051"},{"$f":"'Peak Identification'!D502","v":"S"},{"$f":"'Peak Identification'!E502","v":20},{"$f":"VLOOKUP($D504,'DER Output'!$S$17:$X$41,6,FALSE)","v":2.7072953014838841E-3},{"$f":"IF($C504=\"S\",VLOOKUP($D504,'DER Output'!$S$18:$W$41,2,FALSE),VLOOKUP($D504,'DER Output'!$S$18:$W$41,3,FALSE))","v":2.0294966704587497E-2},{"$f":"IF($C504=\"S\",VLOOKUP($D504,'DER Output'!$S$18:$W$41,4,FALSE),VLOOKUP($D504,'DER Output'!$S$18:$W$41,5,FALSE))","v":2.0294966704587497E-2},{"$f":"IF($C504=\"S\",VLOOKUP($D504,'DER Output'!$S$18:$W$41,4,FALSE),VLOOKUP($D504,'DER Output'!$S$18:$W$41,5,FALSE))","v":2.0294966704587497E-2},{"$f":"IF($C504=\"S\",VLOOKUP($D504,'DER Output'!$S$18:$W$41,4,FALSE),VLOOKUP($D504,'DER Output'!$S$18:$W$41,5,FALSE))","v":2.0294966704587497E-2},{"$f":"IF($C504=\"S\",VLOOKUP($D504,'DER Output'!$S$18:$W$41,4,FALSE),VLOOKUP($D504,'DER Output'!$S$18:$W$41,5,FALSE))","v":2.0294966704587497E-2},{"$f":"IFERROR(IF(OR(C504=\"S\",C504=\"D\"),VLOOKUP(B504,'Seasonal Customer Count'!$B:$I,4,FALSE),IF(C504=\"W\",VLOOKUP(B504,'Seasonal Customer Count'!$B:$P,12,FALSE),\"Check\")),0)","v":195},{"$f":"IFERROR(IF(OR(C504=\"S\",C504=\"D\"),VLOOKUP(B504,'Seasonal Customer Count'!$B:$P,5,FALSE),IF(C504=\"W\",VLOOKUP(B504,'Seasonal Customer Count'!$B:$P,13,FALSE),\"Check\")),0)","v":52},{"$f":"IFERROR(IF(OR(C504=\"S\",C504=\"D\"),VLOOKUP(B504,'Seasonal Customer Count'!$B:$P,6,FALSE),IF(C504=\"W\",VLOOKUP(B504,'Seasonal Customer Count'!$B:$P,14,FALSE),\"Check\")),0)","v":57},{"$f":"IFERROR(IF(OR(C504=\"S\",C504=\"D\"),VLOOKUP(B504,'Seasonal Customer Count'!$B:$P,7,FALSE),IF(C504=\"W\",VLOOKUP(B504,'Seasonal Customer Count'!$B:$P,15,FALSE),\"Check\")),0)","v":0},{"$f":"IFERROR(IF(OR(C504=\"S\",C504=\"D\"),VLOOKUP(B504,'Seasonal Customer Count'!$B:$P,8,FALSE),IF(C504=\"W\",VLOOKUP(B504,'Seasonal Customer Count'!$B:$P,16,FALSE),\"Check\")),0)","v":111},{"$f":"Summary!$D$8*(K504*'Average Project Size'!$F$6+L504*'Average Project Size'!$F$7+M504*'Average Project Size'!$F$8+N504*'Average Project Size'!$F$10+O504*'Average Project Size'!$F$9)/1000","v":9.196698417345453E-2},{"$f":"Summary!$D$8*(K504*F504*'Average Project Size'!$F$6+L504*G504*'Average Project Size'!$F$7+M504*H504*'Average Project Size'!$F$8+N504*I504*'Average Project Size'!$F$10+O504*J504*'Average Project Size'!$F$9)/1000","v":1.8664668817215851E-3}]
[null,{"$f":"'Peak Identification'!B503","v":"HYDA41"},{"$f":"'Peak Identification'!D503","v":"S"},{"$f":"'Peak Identification'!E503","v":20},{"$f":"VLOOKUP($D505,'DER Output'!$S$17:$X$41,6,FALSE)","v":2.7072953014838841E-3},{"$f":"IF($C505=\"S\",VLOOKUP($D505,'DER Output'!$S$18:$W$41,2,FALSE),VLOOKUP($D505,'DER Output'!$S$18:$W$41,3,FALSE))","v":2.0294966704587497E-2},{"$f":"IF($C505=\"S\",VLOOKUP($D505,'DER Output'!$S$18:$W$41,4,FALSE),VLOOKUP($D505,'DER Output'!$S$18:$W$41,5,FALSE))","v":2.0294966704587497E-2},{"$f":"IF($C505=\"S\",VLOOKUP($D505,'DER Output'!$S$18:$W$41,4,FALSE),VLOOKUP($D505,'DER Output'!$S$18:$W$41,5,FALSE))","v":2.0294966704587497E-2},{"$f":"IF($C505=\"S\",VLOOKUP($D505,'DER Output'!$S$18:$W$41,4,FALSE),VLOOKUP($D505,'DER Output'!$S$18:$W$41,5,FALSE))","v":2.0294966704587497E-2},{"$f":"IF($C505=\"S\",VLOOKUP($D505,'DER Output'!$S$18:$W$41,4,FALSE),VLOOKUP($D505,'DER Output'!$S$18:$W$41,5,FALSE))","v":2.0294966704587497E-2},{"$f":"IFERROR(IF(OR(C505=\"S\",C505=\"D\"),VLOOKUP(B505,'Seasonal Customer Count'!$B:$I,4,FALSE),IF(C505=\"W\",VLOOKUP(B505,'Seasonal Customer Count'!$B:$P,12,FALSE),\"Check\")),0)","v":457},{"$f":"IFERROR(IF(OR(C505=\"S\",C505=\"D\"),VLOOKUP(B505,'Seasonal Customer Count'!$B:$P,5,FALSE),IF(C505=\"W\",VLOOKUP(B505,'Seasonal Customer Count'!$B:$P,13,FALSE),\"Check\")),0)","v":90},{"$f":"IFERROR(IF(OR(C505=\"S\",C505=\"D\"),VLOOKUP(B505,'Seasonal Customer Count'!$B:$P,6,FALSE),IF(C505=\"W\",VLOOKUP(B505,'Seasonal Customer Count'!$B:$P,14,FALSE),\"Check\")),0)","v":148},{"$f":"IFERROR(IF(OR(C505=\"S\",C505=\"D\"),VLOOKUP(B505,'Seasonal Customer Count'!$B:$P,7,FALSE),IF(C505=\"W\",VLOOKUP(B505,'Seasonal Customer Count'!$B:$P,15,FALSE),\"Check\")),0)","v":0},{"$f":"IFERROR(IF(OR(C505=\"S\",C505=\"D\"),VLOOKUP(B505,'Seasonal Customer Count'!$B:$P,8,FALSE),IF(C505=\"W\",VLOOKUP(B505,'Seasonal Customer Count'!$B:$P,16,FALSE),\"Check\")),0)","v":214},{"$f":"Summary!$D$8*(K505*'Average Project Size'!$F$6+L505*'Average Project Size'!$F$7+M505*'Average Project Size'!$F$8+N505*'Average Project Size'!$F$10+O505*'Average Project Size'!$F$9)/1000","v":0.18632936674864353},{"$f":"Summary!$D$8*(K505*F505*'Average Project Size'!$F$6+L505*G505*'Average Project Size'!$F$7+M505*H505*'Average Project Size'!$F$8+N505*I505*'Average Project Size'!$F$10+O505*J505*'Average Project Size'!$F$9)/1000","v":3.7815482942505935E-3}]
[null,{"$f":"'Peak Identification'!B504","v":"HYDA42"},{"$f":"'Peak Identification'!D504","v":"W"},{"$f":"'Peak Identification'!E504","v":8},{"$f":"VLOOKUP($D506,'DER Output'!$S$17:$X$41,6,FALSE)","v":0},{"$f":"IF($C506=\"S\",VLOOKUP($D506,'DER Output'!$S$18:$W$41,2,FALSE),VLOOKUP($D506,'DER Output'!$S$18:$W$41,3,FALSE))","v":2.4357194050013426E-2},{"$f":"IF($C506=\"S\",VLOOKUP($D506,'DER Output'!$S$18:$W$41,4,FALSE),VLOOKUP($D506,'DER Output'!$S$18:$W$41,5,FALSE))","v":2.4357194050013426E-2},{"$f":"IF($C506=\"S\",VLOOKUP($D506,'DER Output'!$S$18:$W$41,4,FALSE),VLOOKUP($D506,'DER Output'!$S$18:$W$41,5,FALSE))","v":2.4357194050013426E-2},{"$f":"IF($C506=\"S\",VLOOKUP($D506,'DER Output'!$S$18:$W$41,4,FALSE),VLOOKUP($D506,'DER Output'!$S$18:$W$41,5,FALSE))","v":2.4357194050013426E-2},{"$f":"IF($C506=\"S\",VLOOKUP($D506,'DER Output'!$S$18:$W$41,4,FALSE),VLOOKUP($D506,'DER Output'!$S$18:$W$41,5,FALSE))","v":2.4357194050013426E-2},{"$f":"IFERROR(IF(OR(C506=\"S\",C506=\"D\"),VLOOKUP(B506,'Seasonal Customer Count'!$B:$I,4,FALSE),IF(C506=\"W\",VLOOKUP(B506,'Seasonal Customer Count'!$B:$P,12,FALSE),\"Check\")),0)","v":56},{"$f":"IFERROR(IF(OR(C506=\"S\",C506=\"D\"),VLOOKUP(B506,'Seasonal Customer Count'!$B:$P,5,FALSE),IF(C506=\"W\",VLOOKUP(B506,'Seasonal Customer Count'!$B:$P,13,FALSE),\"Check\")),0)","v":93},{"$f":"IFERROR(IF(OR(C506=\"S\",C506=\"D\"),VLOOKUP(B506,'Seasonal Customer Count'!$B:$P,6,FALSE),IF(C506=\"W\",VLOOKUP(B506,'Seasonal Customer Count'!$B:$P,14,FALSE),\"Check\")),0)","v":0},{"$f":"IFERROR(IF(OR(C506=\"S\",C506=\"D\"),VLOOKUP(B506,'Seasonal Customer Count'!$B:$P,7,FALSE),IF(C506=\"W\",VLOOKUP(B506,'Seasonal Customer Count'!$B:$P,15,FALSE),\"Check\")),0)","v":0},{"$f":"IFERROR(IF(OR(C506=\"S\",C506=\"D\"),VLOOKUP(B506,'Seasonal Customer Count'!$B:$P,8,FALSE),IF(C506=\"W\",VLOOKUP(B506,'Seasonal Customer Count'!$B:$P,16,FALSE),\"Check\")),0)","v":0},{"$f":"Summary!$D$8*(K506*'Average Project Size'!$F$6+L506*'Average Project Size'!$F$7+M506*'Average Project Size'!$F$8+N506*'Average Project Size'!$F$10+O506*'Average Project Size'!$F$9)/1000","v":9.0471061573223696E-3},{"$f":"Summary!$D$8*(K506*F506*'Average Project Size'!$F$6+L506*G506*'Average Project Size'!$F$7+M506*H506*'Average Project Size'!$F$8+N506*I506*'Average Project Size'!$F$10+O506*J506*'Average Project Size'!$F$9)/1000","v":2.2036212026497229E-4}]
[null,{"$f":"'Peak Identification'!B505","v":"HYDA43"},{"$f":"'Peak Identification'!D505","v":"S"},{"$f":"'Peak Identification'!E505","v":15},{"$f":"VLOOKUP($D507,'DER Output'!$S$17:$X$41,6,FALSE)","v":0.24675324675324678},{"$f":"IF($C507=\"S\",VLOOKUP($D507,'DER Output'!$S$18:$W$41,2,FALSE),VLOOKUP($D507,'DER Output'!$S$18:$W$41,3,FALSE))","v":0.57498529407079435},{"$f":"IF($C507=\"S\",VLOOKUP($D507,'DER Output'!$S$18:$W$41,4,FALSE),VLOOKUP($D507,'DER Output'!$S$18:$W$41,5,FALSE))","v":0.57498529407079435},{"$f":"IF($C507=\"S\",VLOOKUP($D507,'DER Output'!$S$18:$W$41,4,FALSE),VLOOKUP($D507,'DER Output'!$S$18:$W$41,5,FALSE))","v":0.57498529407079435},{"$f":"IF($C507=\"S\",VLOOKUP($D507,'DER Output'!$S$18:$W$41,4,FALSE),VLOOKUP($D507,'DER Output'!$S$18:$W$41,5,FALSE))","v":0.57498529407079435},{"$f":"IF($C507=\"S\",VLOOKUP($D507,'DER Output'!$S$18:$W$41,4,FALSE),VLOOKUP($D507,'DER Output'!$S$18:$W$41,5,FALSE))","v":0.57498529407079435},{"$f":"IFERROR(IF(OR(C507=\"S\",C507=\"D\"),VLOOKUP(B507,'Seasonal Customer Count'!$B:$I,4,FALSE),IF(C507=\"W\",VLOOKUP(B507,'Seasonal Customer Count'!$B:$P,12,FALSE),\"Check\")),0)","v":704},{"$f":"IFERROR(IF(OR(C507=\"S\",C507=\"D\"),VLOOKUP(B507,'Seasonal Customer Count'!$B:$P,5,FALSE),IF(C507=\"W\",VLOOKUP(B507,'Seasonal Customer Count'!$B:$P,13,FALSE),\"Check\")),0)","v":74},{"$f":"IFERROR(IF(OR(C507=\"S\",C507=\"D\"),VLOOKUP(B507,'Seasonal Customer Count'!$B:$P,6,FALSE),IF(C507=\"W\",VLOOKUP(B507,'Seasonal Customer Count'!$B:$P,14,FALSE),\"Check\")),0)","v":149},{"$f":"IFERROR(IF(OR(C507=\"S\",C507=\"D\"),VLOOKUP(B507,'Seasonal Customer Count'!$B:$P,7,FALSE),IF(C507=\"W\",VLOOKUP(B507,'Seasonal Customer Count'!$B:$P,15,FALSE),\"Check\")),0)","v":5},{"$f":"IFERROR(IF(OR(C507=\"S\",C507=\"D\"),VLOOKUP(B507,'Seasonal Customer Count'!$B:$P,8,FALSE),IF(C507=\"W\",VLOOKUP(B507,'Seasonal Customer Count'!$B:$P,16,FALSE),\"Check\")),0)","v":175},{"$f":"Summary!$D$8*(K507*'Average Project Size'!$F$6+L507*'Average Project Size'!$F$7+M507*'Average Project Size'!$F$8+N507*'Average Project Size'!$F$10+O507*'Average Project Size'!$F$9)/1000","v":0.18501783400198607},{"$f":"Summary!$D$8*(K507*F507*'Average Project Size'!$F$6+L507*G507*'Average Project Size'!$F$7+M507*H507*'Average Project Size'!$F$8+N507*I507*'Average Project Size'!$F$10+O507*J507*'Average Project Size'!$F$9)/1000","v":0.1063825336919734}]
[null,{"$f":"'Peak Identification'!B506","v":"HYDA44"},{"$f":"'Peak Identification'!D506","v":"D"},{"$f":"'Peak Identification'!E506","v":18},{"$f":"VLOOKUP($D508,'DER Output'!$S$17:$X$41,6,FALSE)","v":0.16032398020038169},{"$f":"IF($C508=\"S\",VLOOKUP($D508,'DER Output'!$S$18:$W$41,2,FALSE),VLOOKUP($D508,'DER Output'!$S$18:$W$41,3,FALSE))","v":5.535976984247182E-4},{"$f":"IF($C508=\"S\",VLOOKUP($D508,'DER Output'!$S$18:$W$41,4,FALSE),VLOOKUP($D508,'DER Output'!$S$18:$W$41,5,FALSE))","v":5.535976984247182E-4},{"$f":"IF($C508=\"S\",VLOOKUP($D508,'DER Output'!$S$18:$W$41,4,FALSE),VLOOKUP($D508,'DER Output'!$S$18:$W$41,5,FALSE))","v":5.535976984247182E-4},{"$f":"IF($C508=\"S\",VLOOKUP($D508,'DER Output'!$S$18:$W$41,4,FALSE),VLOOKUP($D508,'DER Output'!$S$18:$W$41,5,FALSE))","v":5.535976984247182E-4},{"$f":"IF($C508=\"S\",VLOOKUP($D508,'DER Output'!$S$18:$W$41,4,FALSE),VLOOKUP($D508,'DER Output'!$S$18:$W$41,5,FALSE))","v":5.535976984247182E-4},{"$f":"IFERROR(IF(OR(C508=\"S\",C508=\"D\"),VLOOKUP(B508,'Seasonal Customer Count'!$B:$I,4,FALSE),IF(C508=\"W\",VLOOKUP(B508,'Seasonal Customer Count'!$B:$P,12,FALSE),\"Check\")),0)","v":5},{"$f":"IFERROR(IF(OR(C508=\"S\",C508=\"D\"),VLOOKUP(B508,'Seasonal Customer Count'!$B:$P,5,FALSE),IF(C508=\"W\",VLOOKUP(B508,'Seasonal Customer Count'!$B:$P,13,FALSE),\"Check\")),0)","v":1},{"$f":"IFERROR(IF(OR(C508=\"S\",C508=\"D\"),VLOOKUP(B508,'Seasonal Customer Count'!$B:$P,6,FALSE),IF(C508=\"W\",VLOOKUP(B508,'Seasonal Customer Count'!$B:$P,14,FALSE),\"Check\")),0)","v":1},{"$f":"IFERROR(IF(OR(C508=\"S\",C508=\"D\"),VLOOKUP(B508,'Seasonal Customer Count'!$B:$P,7,FALSE),IF(C508=\"W\",VLOOKUP(B508,'Seasonal Customer Count'!$B:$P,15,FALSE),\"Check\")),0)","v":1},{"$f":"IFERROR(IF(OR(C508=\"S\",C508=\"D\"),VLOOKUP(B508,'Seasonal Customer Count'!$B:$P,8,FALSE),IF(C508=\"W\",VLOOKUP(B508,'Seasonal Customer Count'!$B:$P,16,FALSE),\"Check\")),0)","v":0},{"$f":"Summary!$D$8*(K508*'Average Project Size'!$F$6+L508*'Average Project Size'!$F$7+M508*'Average Project Size'!$F$8+N508*'Average Project Size'!$F$10+O508*'Average Project Size'!$F$9)/1000","v":3.379577372012357E-3},{"$f":"Summary!$D$8*(K508*F508*'Average Project Size'!$F$6+L508*G508*'Average Project Size'!$F$7+M508*H508*'Average Project Size'!$F$8+N508*I508*'Average Project Size'!$F$10+O508*J508*'Average Project Size'!$F$9)/1000","v":1.8709262547942985E-6}]
[null,{"$f":"'Peak Identification'!B507","v":"HYDA T-131"},{"$f":"'Peak Identification'!D507","v":"S"},{"$f":"'Peak Identification'!E507","v":20},{"$f":"VLOOKUP($D509,'DER Output'!$S$17:$X$41,6,FALSE)","v":2.7072953014838841E-3},{"$f":"IF($C509=\"S\",VLOOKUP($D509,'DER Output'!$S$18:$W$41,2,FALSE),VLOOKUP($D509,'DER Output'!$S$18:$W$41,3,FALSE))","v":2.0294966704587497E-2},{"$f":"IF($C509=\"S\",VLOOKUP($D509,'DER Output'!$S$18:$W$41,4,FALSE),VLOOKUP($D509,'DER Output'!$S$18:$W$41,5,FALSE))","v":2.0294966704587497E-2},{"$f":"IF($C509=\"S\",VLOOKUP($D509,'DER Output'!$S$18:$W$41,4,FALSE),VLOOKUP($D509,'DER Output'!$S$18:$W$41,5,FALSE))","v":2.0294966704587497E-2},{"$f":"IF($C509=\"S\",VLOOKUP($D509,'DER Output'!$S$18:$W$41,4,FALSE),VLOOKUP($D509,'DER Output'!$S$18:$W$41,5,FALSE))","v":2.0294966704587497E-2},{"$f":"IF($C509=\"S\",VLOOKUP($D509,'DER Output'!$S$18:$W$41,4,FALSE),VLOOKUP($D509,'DER Output'!$S$18:$W$41,5,FALSE))","v":2.0294966704587497E-2},{"$f":"IFERROR(IF(OR(C509=\"S\",C509=\"D\"),VLOOKUP(B509,'Seasonal Customer Count'!$B:$I,4,FALSE),IF(C509=\"W\",VLOOKUP(B509,'Seasonal Customer Count'!$B:$P,12,FALSE),\"Check\")),0)","v":1858},{"$f":"IFERROR(IF(OR(C509=\"S\",C509=\"D\"),VLOOKUP(B509,'Seasonal Customer Count'!$B:$P,5,FALSE),IF(C509=\"W\",VLOOKUP(B509,'Seasonal Customer Count'!$B:$P,13,FALSE),\"Check\")),0)","v":137},{"$f":"IFERROR(IF(OR(C509=\"S\",C509=\"D\"),VLOOKUP(B509,'Seasonal Customer Count'!$B:$P,6,FALSE),IF(C509=\"W\",VLOOKUP(B509,'Seasonal Customer Count'!$B:$P,14,FALSE),\"Check\")),0)","v":230},{"$f":"IFERROR(IF(OR(C509=\"S\",C509=\"D\"),VLOOKUP(B509,'Seasonal Customer Count'!$B:$P,7,FALSE),IF(C509=\"W\",VLOOKUP(B509,'Seasonal Customer Count'!$B:$P,15,FALSE),\"Check\")),0)","v":5},{"$f":"IFERROR(IF(OR(C509=\"S\",C509=\"D\"),VLOOKUP(B509,'Seasonal Customer Count'!$B:$P,8,FALSE),IF(C509=\"W\",VLOOKUP(B509,'Seasonal Customer Count'!$B:$P,16,FALSE),\"Check\")),0)","v":334},{"$f":"Summary!$D$8*(K509*'Average Project Size'!$F$6+L509*'Average Project Size'!$F$7+M509*'Average Project Size'!$F$8+N509*'Average Project Size'!$F$10+O509*'Average Project Size'!$F$9)/1000","v":0.35056633798782338},{"$f":"Summary!$D$8*(K509*F509*'Average Project Size'!$F$6+L509*G509*'Average Project Size'!$F$7+M509*H509*'Average Project Size'!$F$8+N509*I509*'Average Project Size'!$F$10+O509*J509*'Average Project Size'!$F$9)/1000","v":7.1147321572120432E-3}]
[null,{"$f":"'Peak Identification'!B508","v":"HYDA T-132"},{"$f":"'Peak Identification'!D508","v":"S"},{"$f":"'Peak Identification'!E508","v":19},{"$f":"VLOOKUP($D510,'DER Output'!$S$17:$X$41,6,FALSE)","v":0.11066797934994306},{"$f":"IF($C510=\"S\",VLOOKUP($D510,'DER Output'!$S$18:$W$41,2,FALSE),VLOOKUP($D510,'DER Output'!$S$18:$W$41,3,FALSE))","v":7.5840560103576066E-2},{"$f":"IF($C510=\"S\",VLOOKUP($D510,'DER Output'!$S$18:$W$41,4,FALSE),VLOOKUP($D510,'DER Output'!$S$18:$W$41,5,FALSE))","v":7.5840560103576066E-2},{"$f":"IF($C510=\"S\",VLOOKUP($D510,'DER Output'!$S$18:$W$41,4,FALSE),VLOOKUP($D510,'DER Output'!$S$18:$W$41,5,FALSE))","v":7.5840560103576066E-2},{"$f":"IF($C510=\"S\",VLOOKUP($D510,'DER Output'!$S$18:$W$41,4,FALSE),VLOOKUP($D510,'DER Output'!$S$18:$W$41,5,FALSE))","v":7.5840560103576066E-2},{"$f":"IF($C510=\"S\",VLOOKUP($D510,'DER Output'!$S$18:$W$41,4,FALSE),VLOOKUP($D510,'DER Output'!$S$18:$W$41,5,FALSE))","v":7.5840560103576066E-2},{"$f":"IFERROR(IF(OR(C510=\"S\",C510=\"D\"),VLOOKUP(B510,'Seasonal Customer Count'!$B:$I,4,FALSE),IF(C510=\"W\",VLOOKUP(B510,'Seasonal Customer Count'!$B:$P,12,FALSE),\"Check\")),0)","v":462},{"$f":"IFERROR(IF(OR(C510=\"S\",C510=\"D\"),VLOOKUP(B510,'Seasonal Customer Count'!$B:$P,5,FALSE),IF(C510=\"W\",VLOOKUP(B510,'Seasonal Customer Count'!$B:$P,13,FALSE),\"Check\")),0)","v":91},{"$f":"IFERROR(IF(OR(C510=\"S\",C510=\"D\"),VLOOKUP(B510,'Seasonal Customer Count'!$B:$P,6,FALSE),IF(C510=\"W\",VLOOKUP(B510,'Seasonal Customer Count'!$B:$P,14,FALSE),\"Check\")),0)","v":149},{"$f":"IFERROR(IF(OR(C510=\"S\",C510=\"D\"),VLOOKUP(B510,'Seasonal Customer Count'!$B:$P,7,FALSE),IF(C510=\"W\",VLOOKUP(B510,'Seasonal Customer Count'!$B:$P,15,FALSE),\"Check\")),0)","v":1},{"$f":"IFERROR(IF(OR(C510=\"S\",C510=\"D\"),VLOOKUP(B510,'Seasonal Customer Count'!$B:$P,8,FALSE),IF(C510=\"W\",VLOOKUP(B510,'Seasonal Customer Count'!$B:$P,16,FALSE),\"Check\")),0)","v":214},{"$f":"Summary!$D$8*(K510*'Average Project Size'!$F$6+L510*'Average Project Size'!$F$7+M510*'Average Project Size'!$F$8+N510*'Average Project Size'!$F$10+O510*'Average Project Size'!$F$9)/1000","v":0.18970894412065589},{"$f":"Summary!$D$8*(K510*F510*'Average Project Size'!$F$6+L510*G510*'Average Project Size'!$F$7+M510*H510*'Average Project Size'!$F$8+N510*I510*'Average Project Size'!$F$10+O510*J510*'Average Project Size'!$F$9)/1000","v":1.4387632578768555E-2}]
[null,{"$f":"'Peak Identification'!B509","v":"ILND11"},{"$f":"'Peak Identification'!D509","v":"S"},{"$f":"'Peak Identification'!E509","v":21},{"$f":"VLOOKUP($D511,'DER Output'!$S$17:$X$41,6,FALSE)","v":0},{"$f":"IF($C511=\"S\",VLOOKUP($D511,'DER Output'!$S$18:$W$41,2,FALSE),VLOOKUP($D511,'DER Output'!$S$18:$W$41,3,FALSE))","v":9.5068228432060471E-4},{"$f":"IF($C511=\"S\",VLOOKUP($D511,'DER Output'!$S$18:$W$41,4,FALSE),VLOOKUP($D511,'DER Output'!$S$18:$W$41,5,FALSE))","v":9.5068228432060471E-4},{"$f":"IF($C511=\"S\",VLOOKUP($D511,'DER Output'!$S$18:$W$41,4,FALSE),VLOOKUP($D511,'DER Output'!$S$18:$W$41,5,FALSE))","v":9.5068228432060471E-4},{"$f":"IF($C511=\"S\",VLOOKUP($D511,'DER Output'!$S$18:$W$41,4,FALSE),VLOOKUP($D511,'DER Output'!$S$18:$W$41,5,FALSE))","v":9.5068228432060471E-4},{"$f":"IF($C511=\"S\",VLOOKUP($D511,'DER Output'!$S$18:$W$41,4,FALSE),VLOOKUP($D511,'DER Output'!$S$18:$W$41,5,FALSE))","v":9.5068228432060471E-4},{"$f":"IFERROR(IF(OR(C511=\"S\",C511=\"D\"),VLOOKUP(B511,'Seasonal Customer Count'!$B:$I,4,FALSE),IF(C511=\"W\",VLOOKUP(B511,'Seasonal Customer Count'!$B:$P,12,FALSE),\"Check\")),0)","v":46},{"$f":"IFERROR(IF(OR(C511=\"S\",C511=\"D\"),VLOOKUP(B511,'Seasonal Customer Count'!$B:$P,5,FALSE),IF(C511=\"W\",VLOOKUP(B511,'Seasonal Customer Count'!$B:$P,13,FALSE),\"Check\")),0)","v":12},{"$f":"IFERROR(IF(OR(C511=\"S\",C511=\"D\"),VLOOKUP(B511,'Seasonal Customer Count'!$B:$P,6,FALSE),IF(C511=\"W\",VLOOKUP(B511,'Seasonal Customer Count'!$B:$P,14,FALSE),\"Check\")),0)","v":17},{"$f":"IFERROR(IF(OR(C511=\"S\",C511=\"D\"),VLOOKUP(B511,'Seasonal Customer Count'!$B:$P,7,FALSE),IF(C511=\"W\",VLOOKUP(B511,'Seasonal Customer Count'!$B:$P,15,FALSE),\"Check\")),0)","v":0},{"$f":"IFERROR(IF(OR(C511=\"S\",C511=\"D\"),VLOOKUP(B511,'Seasonal Customer Count'!$B:$P,8,FALSE),IF(C511=\"W\",VLOOKUP(B511,'Seasonal Customer Count'!$B:$P,16,FALSE),\"Check\")),0)","v":58},{"$f":"Summary!$D$8*(K511*'Average Project Size'!$F$6+L511*'Average Project Size'!$F$7+M511*'Average Project Size'!$F$8+N511*'Average Project Size'!$F$10+O511*'Average Project Size'!$F$9)/1000","v":4.2521918425899051E-2},{"$f":"Summary!$D$8*(K511*F511*'Average Project Size'!$F$6+L511*G511*'Average Project Size'!$F$7+M511*H511*'Average Project Size'!$F$8+N511*I511*'Average Project Size'!$F$10+O511*J511*'Average Project Size'!$F$9)/1000","v":4.0424834542828124E-5}]
[null,{"$f":"'Peak Identification'!B510","v":"ILND12"},{"$f":"'Peak Identification'!D510","v":"S"},{"$f":"'Peak Identification'!E510","v":12},{"$f":"VLOOKUP($D512,'DER Output'!$S$17:$X$41,6,FALSE)","v":0},{"$f":"IF($C512=\"S\",VLOOKUP($D512,'DER Output'!$S$18:$W$41,2,FALSE),VLOOKUP($D512,'DER Output'!$S$18:$W$41,3,FALSE))","v":0.68105753758026133},{"$f":"IF($C512=\"S\",VLOOKUP($D512,'DER Output'!$S$18:$W$41,4,FALSE),VLOOKUP($D512,'DER Output'!$S$18:$W$41,5,FALSE))","v":0.68105753758026133},{"$f":"IF($C512=\"S\",VLOOKUP($D512,'DER Output'!$S$18:$W$41,4,FALSE),VLOOKUP($D512,'DER Output'!$S$18:$W$41,5,FALSE))","v":0.68105753758026133},{"$f":"IF($C512=\"S\",VLOOKUP($D512,'DER Output'!$S$18:$W$41,4,FALSE),VLOOKUP($D512,'DER Output'!$S$18:$W$41,5,FALSE))","v":0.68105753758026133},{"$f":"IF($C512=\"S\",VLOOKUP($D512,'DER Output'!$S$18:$W$41,4,FALSE),VLOOKUP($D512,'DER Output'!$S$18:$W$41,5,FALSE))","v":0.68105753758026133},{"$f":"IFERROR(IF(OR(C512=\"S\",C512=\"D\"),VLOOKUP(B512,'Seasonal Customer Count'!$B:$I,4,FALSE),IF(C512=\"W\",VLOOKUP(B512,'Seasonal Customer Count'!$B:$P,12,FALSE),\"Check\")),0)","v":22},{"$f":"IFERROR(IF(OR(C512=\"S\",C512=\"D\"),VLOOKUP(B512,'Seasonal Customer Count'!$B:$P,5,FALSE),IF(C512=\"W\",VLOOKUP(B512,'Seasonal Customer Count'!$B:$P,13,FALSE),\"Check\")),0)","v":8},{"$f":"IFERROR(IF(OR(C512=\"S\",C512=\"D\"),VLOOKUP(B512,'Seasonal Customer Count'!$B:$P,6,FALSE),IF(C512=\"W\",VLOOKUP(B512,'Seasonal Customer Count'!$B:$P,14,FALSE),\"Check\")),0)","v":17},{"$f":"IFERROR(IF(OR(C512=\"S\",C512=\"D\"),VLOOKUP(B512,'Seasonal Customer Count'!$B:$P,7,FALSE),IF(C512=\"W\",VLOOKUP(B512,'Seasonal Customer Count'!$B:$P,15,FALSE),\"Check\")),0)","v":0},{"$f":"IFERROR(IF(OR(C512=\"S\",C512=\"D\"),VLOOKUP(B512,'Seasonal Customer Count'!$B:$P,8,FALSE),IF(C512=\"W\",VLOOKUP(B512,'Seasonal Customer Count'!$B:$P,16,FALSE),\"Check\")),0)","v":64},{"$f":"Summary!$D$8*(K512*'Average Project Size'!$F$6+L512*'Average Project Size'!$F$7+M512*'Average Project Size'!$F$8+N512*'Average Project Size'!$F$10+O512*'Average Project Size'!$F$9)/1000","v":4.5090767084446738E-2},{"$f":"Summary!$D$8*(K512*F512*'Average Project Size'!$F$6+L512*G512*'Average Project Size'!$F$7+M512*H512*'Average Project Size'!$F$8+N512*I512*'Average Project Size'!$F$10+O512*J512*'Average Project Size'!$F$9)/1000","v":3.0709406798138397E-2}]
[null,{"$f":"'Peak Identification'!B511","v":"ILND13"},{"$f":"'Peak Identification'!D511","v":"S"},{"$f":"'Peak Identification'!E511","v":15},{"$f":"VLOOKUP($D513,'DER Output'!$S$17:$X$41,6,FALSE)","v":0.24675324675324678},{"$f":"IF($C513=\"S\",VLOOKUP($D513,'DER Output'!$S$18:$W$41,2,FALSE),VLOOKUP($D513,'DER Output'!$S$18:$W$41,3,FALSE))","v":0.57498529407079435},{"$f":"IF($C513=\"S\",VLOOKUP($D513,'DER Output'!$S$18:$W$41,4,FALSE),VLOOKUP($D513,'DER Output'!$S$18:$W$41,5,FALSE))","v":0.57498529407079435},{"$f":"IF($C513=\"S\",VLOOKUP($D513,'DER Output'!$S$18:$W$41,4,FALSE),VLOOKUP($D513,'DER Output'!$S$18:$W$41,5,FALSE))","v":0.57498529407079435},{"$f":"IF($C513=\"S\",VLOOKUP($D513,'DER Output'!$S$18:$W$41,4,FALSE),VLOOKUP($D513,'DER Output'!$S$18:$W$41,5,FALSE))","v":0.57498529407079435},{"$f":"IF($C513=\"S\",VLOOKUP($D513,'DER Output'!$S$18:$W$41,4,FALSE),VLOOKUP($D513,'DER Output'!$S$18:$W$41,5,FALSE))","v":0.57498529407079435},{"$f":"IFERROR(IF(OR(C513=\"S\",C513=\"D\"),VLOOKUP(B513,'Seasonal Customer Count'!$B:$I,4,FALSE),IF(C513=\"W\",VLOOKUP(B513,'Seasonal Customer Count'!$B:$P,12,FALSE),\"Check\")),0)","v":9},{"$f":"IFERROR(IF(OR(C513=\"S\",C513=\"D\"),VLOOKUP(B513,'Seasonal Customer Count'!$B:$P,5,FALSE),IF(C513=\"W\",VLOOKUP(B513,'Seasonal Customer Count'!$B:$P,13,FALSE),\"Check\")),0)","v":3},{"$f":"IFERROR(IF(OR(C513=\"S\",C513=\"D\"),VLOOKUP(B513,'Seasonal Customer Count'!$B:$P,6,FALSE),IF(C513=\"W\",VLOOKUP(B513,'Seasonal Customer Count'!$B:$P,14,FALSE),\"Check\")),0)","v":9},{"$f":"IFERROR(IF(OR(C513=\"S\",C513=\"D\"),VLOOKUP(B513,'Seasonal Customer Count'!$B:$P,7,FALSE),IF(C513=\"W\",VLOOKUP(B513,'Seasonal Customer Count'!$B:$P,15,FALSE),\"Check\")),0)","v":0},{"$f":"IFERROR(IF(OR(C513=\"S\",C513=\"D\"),VLOOKUP(B513,'Seasonal Customer Count'!$B:$P,8,FALSE),IF(C513=\"W\",VLOOKUP(B513,'Seasonal Customer Count'!$B:$P,16,FALSE),\"Check\")),0)","v":25},{"$f":"Summary!$D$8*(K513*'Average Project Size'!$F$6+L513*'Average Project Size'!$F$7+M513*'Average Project Size'!$F$8+N513*'Average Project Size'!$F$10+O513*'Average Project Size'!$F$9)/1000","v":1.8026331464104636E-2},{"$f":"Summary!$D$8*(K513*F513*'Average Project Size'!$F$6+L513*G513*'Average Project Size'!$F$7+M513*H513*'Average Project Size'!$F$8+N513*I513*'Average Project Size'!$F$10+O513*J513*'Average Project Size'!$F$9)/1000","v":1.0364875497905816E-2}]
[null,{"$f":"'Peak Identification'!B512","v":"ILND T-061"},{"$f":"'Peak Identification'!D512","v":"S"},{"$f":"'Peak Identification'!E512","v":11},{"$f":"VLOOKUP($D514,'DER Output'!$S$17:$X$41,6,FALSE)","v":0},{"$f":"IF($C514=\"S\",VLOOKUP($D514,'DER Output'!$S$18:$W$41,2,FALSE),VLOOKUP($D514,'DER Output'!$S$18:$W$41,3,FALSE))","v":0.61268395129924835},{"$f":"IF($C514=\"S\",VLOOKUP($D514,'DER Output'!$S$18:$W$41,4,FALSE),VLOOKUP($D514,'DER Output'!$S$18:$W$41,5,FALSE))","v":0.61268395129924835},{"$f":"IF($C514=\"S\",VLOOKUP($D514,'DER Output'!$S$18:$W$41,4,FALSE),VLOOKUP($D514,'DER Output'!$S$18:$W$41,5,FALSE))","v":0.61268395129924835},{"$f":"IF($C514=\"S\",VLOOKUP($D514,'DER Output'!$S$18:$W$41,4,FALSE),VLOOKUP($D514,'DER Output'!$S$18:$W$41,5,FALSE))","v":0.61268395129924835},{"$f":"IF($C514=\"S\",VLOOKUP($D514,'DER Output'!$S$18:$W$41,4,FALSE),VLOOKUP($D514,'DER Output'!$S$18:$W$41,5,FALSE))","v":0.61268395129924835},{"$f":"IFERROR(IF(OR(C514=\"S\",C514=\"D\"),VLOOKUP(B514,'Seasonal Customer Count'!$B:$I,4,FALSE),IF(C514=\"W\",VLOOKUP(B514,'Seasonal Customer Count'!$B:$P,12,FALSE),\"Check\")),0)","v":77},{"$f":"IFERROR(IF(OR(C514=\"S\",C514=\"D\"),VLOOKUP(B514,'Seasonal Customer Count'!$B:$P,5,FALSE),IF(C514=\"W\",VLOOKUP(B514,'Seasonal Customer Count'!$B:$P,13,FALSE),\"Check\")),0)","v":23},{"$f":"IFERROR(IF(OR(C514=\"S\",C514=\"D\"),VLOOKUP(B514,'Seasonal Customer Count'!$B:$P,6,FALSE),IF(C514=\"W\",VLOOKUP(B514,'Seasonal Customer Count'!$B:$P,14,FALSE),\"Check\")),0)","v":43},{"$f":"IFERROR(IF(OR(C514=\"S\",C514=\"D\"),VLOOKUP(B514,'Seasonal Customer Count'!$B:$P,7,FALSE),IF(C514=\"W\",VLOOKUP(B514,'Seasonal Customer Count'!$B:$P,15,FALSE),\"Check\")),0)","v":0},{"$f":"IFERROR(IF(OR(C514=\"S\",C514=\"D\"),VLOOKUP(B514,'Seasonal Customer Count'!$B:$P,8,FALSE),IF(C514=\"W\",VLOOKUP(B514,'Seasonal Customer Count'!$B:$P,16,FALSE),\"Check\")),0)","v":147},{"$f":"Summary!$D$8*(K514*'Average Project Size'!$F$6+L514*'Average Project Size'!$F$7+M514*'Average Project Size'!$F$8+N514*'Average Project Size'!$F$10+O514*'Average Project Size'!$F$9)/1000","v":0.10563901697445041},{"$f":"Summary!$D$8*(K514*F514*'Average Project Size'!$F$6+L514*G514*'Average Project Size'!$F$7+M514*H514*'Average Project Size'!$F$8+N514*I514*'Average Project Size'!$F$10+O514*J514*'Average Project Size'!$F$9)/1000","v":6.4723330331274656E-2}]
[null,{"$f":"'Peak Identification'!B513","v":"JBDG11"},{"$f":"'Peak Identification'!D513","v":"S"},{"$f":"'Peak Identification'!E513","v":17},{"$f":"VLOOKUP($D515,'DER Output'!$S$17:$X$41,6,FALSE)","v":0.19174838710475617},{"$f":"IF($C515=\"S\",VLOOKUP($D515,'DER Output'!$S$18:$W$41,2,FALSE),VLOOKUP($D515,'DER Output'!$S$18:$W$41,3,FALSE))","v":0.30300399777640191},{"$f":"IF($C515=\"S\",VLOOKUP($D515,'DER Output'!$S$18:$W$41,4,FALSE),VLOOKUP($D515,'DER Output'!$S$18:$W$41,5,FALSE))","v":0.30300399777640191},{"$f":"IF($C515=\"S\",VLOOKUP($D515,'DER Output'!$S$18:$W$41,4,FALSE),VLOOKUP($D515,'DER Output'!$S$18:$W$41,5,FALSE))","v":0.30300399777640191},{"$f":"IF($C515=\"S\",VLOOKUP($D515,'DER Output'!$S$18:$W$41,4,FALSE),VLOOKUP($D515,'DER Output'!$S$18:$W$41,5,FALSE))","v":0.30300399777640191},{"$f":"IF($C515=\"S\",VLOOKUP($D515,'DER Output'!$S$18:$W$41,4,FALSE),VLOOKUP($D515,'DER Output'!$S$18:$W$41,5,FALSE))","v":0.30300399777640191},{"$f":"IFERROR(IF(OR(C515=\"S\",C515=\"D\"),VLOOKUP(B515,'Seasonal Customer Count'!$B:$I,4,FALSE),IF(C515=\"W\",VLOOKUP(B515,'Seasonal Customer Count'!$B:$P,12,FALSE),\"Check\")),0)","v":0},{"$f":"IFERROR(IF(OR(C515=\"S\",C515=\"D\"),VLOOKUP(B515,'Seasonal Customer Count'!$B:$P,5,FALSE),IF(C515=\"W\",VLOOKUP(B515,'Seasonal Customer Count'!$B:$P,13,FALSE),\"Check\")),0)","v":0},{"$f":"IFERROR(IF(OR(C515=\"S\",C515=\"D\"),VLOOKUP(B515,'Seasonal Customer Count'!$B:$P,6,FALSE),IF(C515=\"W\",VLOOKUP(B515,'Seasonal Customer Count'!$B:$P,14,FALSE),\"Check\")),0)","v":0},{"$f":"IFERROR(IF(OR(C515=\"S\",C515=\"D\"),VLOOKUP(B515,'Seasonal Customer Count'!$B:$P,7,FALSE),IF(C515=\"W\",VLOOKUP(B515,'Seasonal Customer Count'!$B:$P,15,FALSE),\"Check\")),0)","v":0},{"$f":"IFERROR(IF(OR(C515=\"S\",C515=\"D\"),VLOOKUP(B515,'Seasonal Customer Count'!$B:$P,8,FALSE),IF(C515=\"W\",VLOOKUP(B515,'Seasonal Customer Count'!$B:$P,16,FALSE),\"Check\")),0)","v":0},{"$f":"Summary!$D$8*(K515*'Average Project Size'!$F$6+L515*'Average Project Size'!$F$7+M515*'Average Project Size'!$F$8+N515*'Average Project Size'!$F$10+O515*'Average Project Size'!$F$9)/1000","v":0},{"$f":"Summary!$D$8*(K515*F515*'Average Project Size'!$F$6+L515*G515*'Average Project Size'!$F$7+M515*H515*'Average Project Size'!$F$8+N515*I515*'Average Project Size'!$F$10+O515*J515*'Average Project Size'!$F$9)/1000","v":0}]
[null,{"$f":"'Peak Identification'!B514","v":"JBDG T-061"},{"$f":"'Peak Identification'!D514","v":"S"},{"$f":"'Peak Identification'!E514","v":17},{"$f":"VLOOKUP($D516,'DER Output'!$S$17:$X$41,6,FALSE)","v":0.19174838710475617},{"$f":"IF($C516=\"S\",VLOOKUP($D516,'DER Output'!$S$18:$W$41,2,FALSE),VLOOKUP($D516,'DER Output'!$S$18:$W$41,3,FALSE))","v":0.30300399777640191},{"$f":"IF($C516=\"S\",VLOOKUP($D516,'DER Output'!$S$18:$W$41,4,FALSE),VLOOKUP($D516,'DER Output'!$S$18:$W$41,5,FALSE))","v":0.30300399777640191},{"$f":"IF($C516=\"S\",VLOOKUP($D516,'DER Output'!$S$18:$W$41,4,FALSE),VLOOKUP($D516,'DER Output'!$S$18:$W$41,5,FALSE))","v":0.30300399777640191},{"$f":"IF($C516=\"S\",VLOOKUP($D516,'DER Output'!$S$18:$W$41,4,FALSE),VLOOKUP($D516,'DER Output'!$S$18:$W$41,5,FALSE))","v":0.30300399777640191},{"$f":"IF($C516=\"S\",VLOOKUP($D516,'DER Output'!$S$18:$W$41,4,FALSE),VLOOKUP($D516,'DER Output'!$S$18:$W$41,5,FALSE))","v":0.30300399777640191},{"$f":"IFERROR(IF(OR(C516=\"S\",C516=\"D\"),VLOOKUP(B516,'Seasonal Customer Count'!$B:$I,4,FALSE),IF(C516=\"W\",VLOOKUP(B516,'Seasonal Customer Count'!$B:$P,12,FALSE),\"Check\")),0)","v":0},{"$f":"IFERROR(IF(OR(C516=\"S\",C516=\"D\"),VLOOKUP(B516,'Seasonal Customer Count'!$B:$P,5,FALSE),IF(C516=\"W\",VLOOKUP(B516,'Seasonal Customer Count'!$B:$P,13,FALSE),\"Check\")),0)","v":0},{"$f":"IFERROR(IF(OR(C516=\"S\",C516=\"D\"),VLOOKUP(B516,'Seasonal Customer Count'!$B:$P,6,FALSE),IF(C516=\"W\",VLOOKUP(B516,'Seasonal Customer Count'!$B:$P,14,FALSE),\"Check\")),0)","v":0},{"$f":"IFERROR(IF(OR(C516=\"S\",C516=\"D\"),VLOOKUP(B516,'Seasonal Customer Count'!$B:$P,7,FALSE),IF(C516=\"W\",VLOOKUP(B516,'Seasonal Customer Count'!$B:$P,15,FALSE),\"Check\")),0)","v":0},{"$f":"IFERROR(IF(OR(C516=\"S\",C516=\"D\"),VLOOKUP(B516,'Seasonal Customer Count'!$B:$P,8,FALSE),IF(C516=\"W\",VLOOKUP(B516,'Seasonal Customer Count'!$B:$P,16,FALSE),\"Check\")),0)","v":0},{"$f":"Summary!$D$8*(K516*'Average Project Size'!$F$6+L516*'Average Project Size'!$F$7+M516*'Average Project Size'!$F$8+N516*'Average Project Size'!$F$10+O516*'Average Project Size'!$F$9)/1000","v":0},{"$f":"Summary!$D$8*(K516*F516*'Average Project Size'!$F$6+L516*G516*'Average Project Size'!$F$7+M516*H516*'Average Project Size'!$F$8+N516*I516*'Average Project Size'!$F$10+O516*J516*'Average Project Size'!$F$9)/1000","v":0}]
[null,{"$f":"'Peak Identification'!B515","v":"JKSN41"},{"$f":"'Peak Identification'!D515","v":"S"},{"$f":"'Peak Identification'!E515","v":21},{"$f":"VLOOKUP($D517,'DER Output'!$S$17:$X$41,6,FALSE)","v":0},{"$f":"IF($C517=\"S\",VLOOKUP($D517,'DER Output'!$S$18:$W$41,2,FALSE),VLOOKUP($D517,'DER Output'!$S$18:$W$41,3,FALSE))","v":9.5068228432060471E-4},{"$f":"IF($C517=\"S\",VLOOKUP($D517,'DER Output'!$S$18:$W$41,4,FALSE),VLOOKUP($D517,'DER Output'!$S$18:$W$41,5,FALSE))","v":9.5068228432060471E-4},{"$f":"IF($C517=\"S\",VLOOKUP($D517,'DER Output'!$S$18:$W$41,4,FALSE),VLOOKUP($D517,'DER Output'!$S$18:$W$41,5,FALSE))","v":9.5068228432060471E-4},{"$f":"IF($C517=\"S\",VLOOKUP($D517,'DER Output'!$S$18:$W$41,4,FALSE),VLOOKUP($D517,'DER Output'!$S$18:$W$41,5,FALSE))","v":9.5068228432060471E-4},{"$f":"IF($C517=\"S\",VLOOKUP($D517,'DER Output'!$S$18:$W$41,4,FALSE),VLOOKUP($D517,'DER Output'!$S$18:$W$41,5,FALSE))","v":9.5068228432060471E-4},{"$f":"IFERROR(IF(OR(C517=\"S\",C517=\"D\"),VLOOKUP(B517,'Seasonal Customer Count'!$B:$I,4,FALSE),IF(C517=\"W\",VLOOKUP(B517,'Seasonal Customer Count'!$B:$P,12,FALSE),\"Check\")),0)","v":25},{"$f":"IFERROR(IF(OR(C517=\"S\",C517=\"D\"),VLOOKUP(B517,'Seasonal Customer Count'!$B:$P,5,FALSE),IF(C517=\"W\",VLOOKUP(B517,'Seasonal Customer Count'!$B:$P,13,FALSE),\"Check\")),0)","v":4},{"$f":"IFERROR(IF(OR(C517=\"S\",C517=\"D\"),VLOOKUP(B517,'Seasonal Customer Count'!$B:$P,6,FALSE),IF(C517=\"W\",VLOOKUP(B517,'Seasonal Customer Count'!$B:$P,14,FALSE),\"Check\")),0)","v":18},{"$f":"IFERROR(IF(OR(C517=\"S\",C517=\"D\"),VLOOKUP(B517,'Seasonal Customer Count'!$B:$P,7,FALSE),IF(C517=\"W\",VLOOKUP(B517,'Seasonal Customer Count'!$B:$P,15,FALSE),\"Check\")),0)","v":0},{"$f":"IFERROR(IF(OR(C517=\"S\",C517=\"D\"),VLOOKUP(B517,'Seasonal Customer Count'!$B:$P,8,FALSE),IF(C517=\"W\",VLOOKUP(B517,'Seasonal Customer Count'!$B:$P,16,FALSE),\"Check\")),0)","v":20},{"$f":"Summary!$D$8*(K517*'Average Project Size'!$F$6+L517*'Average Project Size'!$F$7+M517*'Average Project Size'!$F$8+N517*'Average Project Size'!$F$10+O517*'Average Project Size'!$F$9)/1000","v":1.7103335973487802E-2},{"$f":"Summary!$D$8*(K517*F517*'Average Project Size'!$F$6+L517*G517*'Average Project Size'!$F$7+M517*H517*'Average Project Size'!$F$8+N517*I517*'Average Project Size'!$F$10+O517*J517*'Average Project Size'!$F$9)/1000","v":1.6259838512778158E-5}]
[null,{"$f":"'Peak Identification'!B516","v":"JKSN T-0PA"},{"$f":"'Peak Identification'!D516","v":"S"},{"$f":"'Peak Identification'!E516","v":21},{"$f":"VLOOKUP($D518,'DER Output'!$S$17:$X$41,6,FALSE)","v":0},{"$f":"IF($C518=\"S\",VLOOKUP($D518,'DER Output'!$S$18:$W$41,2,FALSE),VLOOKUP($D518,'DER Output'!$S$18:$W$41,3,FALSE))","v":9.5068228432060471E-4},{"$f":"IF($C518=\"S\",VLOOKUP($D518,'DER Output'!$S$18:$W$41,4,FALSE),VLOOKUP($D518,'DER Output'!$S$18:$W$41,5,FALSE))","v":9.5068228432060471E-4},{"$f":"IF($C518=\"S\",VLOOKUP($D518,'DER Output'!$S$18:$W$41,4,FALSE),VLOOKUP($D518,'DER Output'!$S$18:$W$41,5,FALSE))","v":9.5068228432060471E-4},{"$f":"IF($C518=\"S\",VLOOKUP($D518,'DER Output'!$S$18:$W$41,4,FALSE),VLOOKUP($D518,'DER Output'!$S$18:$W$41,5,FALSE))","v":9.5068228432060471E-4},{"$f":"IF($C518=\"S\",VLOOKUP($D518,'DER Output'!$S$18:$W$41,4,FALSE),VLOOKUP($D518,'DER Output'!$S$18:$W$41,5,FALSE))","v":9.5068228432060471E-4},{"$f":"IFERROR(IF(OR(C518=\"S\",C518=\"D\"),VLOOKUP(B518,'Seasonal Customer Count'!$B:$I,4,FALSE),IF(C518=\"W\",VLOOKUP(B518,'Seasonal Customer Count'!$B:$P,12,FALSE),\"Check\")),0)","v":25},{"$f":"IFERROR(IF(OR(C518=\"S\",C518=\"D\"),VLOOKUP(B518,'Seasonal Customer Count'!$B:$P,5,FALSE),IF(C518=\"W\",VLOOKUP(B518,'Seasonal Customer Count'!$B:$P,13,FALSE),\"Check\")),0)","v":4},{"$f":"IFERROR(IF(OR(C518=\"S\",C518=\"D\"),VLOOKUP(B518,'Seasonal Customer Count'!$B:$P,6,FALSE),IF(C518=\"W\",VLOOKUP(B518,'Seasonal Customer Count'!$B:$P,14,FALSE),\"Check\")),0)","v":18},{"$f":"IFERROR(IF(OR(C518=\"S\",C518=\"D\"),VLOOKUP(B518,'Seasonal Customer Count'!$B:$P,7,FALSE),IF(C518=\"W\",VLOOKUP(B518,'Seasonal Customer Count'!$B:$P,15,FALSE),\"Check\")),0)","v":0},{"$f":"IFERROR(IF(OR(C518=\"S\",C518=\"D\"),VLOOKUP(B518,'Seasonal Customer Count'!$B:$P,8,FALSE),IF(C518=\"W\",VLOOKUP(B518,'Seasonal Customer Count'!$B:$P,16,FALSE),\"Check\")),0)","v":20},{"$f":"Summary!$D$8*(K518*'Average Project Size'!$F$6+L518*'Average Project Size'!$F$7+M518*'Average Project Size'!$F$8+N518*'Average Project Size'!$F$10+O518*'Average Project Size'!$F$9)/1000","v":1.7103335973487802E-2},{"$f":"Summary!$D$8*(K518*F518*'Average Project Size'!$F$6+L518*G518*'Average Project Size'!$F$7+M518*H518*'Average Project Size'!$F$8+N518*I518*'Average Project Size'!$F$10+O518*J518*'Average Project Size'!$F$9)/1000","v":1.6259838512778158E-5}]
[null,{"$f":"'Peak Identification'!B517","v":"JMSN11"},{"$f":"'Peak Identification'!D517","v":"S"},{"$f":"'Peak Identification'!E517","v":21},{"$f":"VLOOKUP($D519,'DER Output'!$S$17:$X$41,6,FALSE)","v":0},{"$f":"IF($C519=\"S\",VLOOKUP($D519,'DER Output'!$S$18:$W$41,2,FALSE),VLOOKUP($D519,'DER Output'!$S$18:$W$41,3,FALSE))","v":9.5068228432060471E-4},{"$f":"IF($C519=\"S\",VLOOKUP($D519,'DER Output'!$S$18:$W$41,4,FALSE),VLOOKUP($D519,'DER Output'!$S$18:$W$41,5,FALSE))","v":9.5068228432060471E-4},{"$f":"IF($C519=\"S\",VLOOKUP($D519,'DER Output'!$S$18:$W$41,4,FALSE),VLOOKUP($D519,'DER Output'!$S$18:$W$41,5,FALSE))","v":9.5068228432060471E-4},{"$f":"IF($C519=\"S\",VLOOKUP($D519,'DER Output'!$S$18:$W$41,4,FALSE),VLOOKUP($D519,'DER Output'!$S$18:$W$41,5,FALSE))","v":9.5068228432060471E-4},{"$f":"IF($C519=\"S\",VLOOKUP($D519,'DER Output'!$S$18:$W$41,4,FALSE),VLOOKUP($D519,'DER Output'!$S$18:$W$41,5,FALSE))","v":9.5068228432060471E-4},{"$f":"IFERROR(IF(OR(C519=\"S\",C519=\"D\"),VLOOKUP(B519,'Seasonal Customer Count'!$B:$I,4,FALSE),IF(C519=\"W\",VLOOKUP(B519,'Seasonal Customer Count'!$B:$P,12,FALSE),\"Check\")),0)","v":186},{"$f":"IFERROR(IF(OR(C519=\"S\",C519=\"D\"),VLOOKUP(B519,'Seasonal Customer Count'!$B:$P,5,FALSE),IF(C519=\"W\",VLOOKUP(B519,'Seasonal Customer Count'!$B:$P,13,FALSE),\"Check\")),0)","v":66},{"$f":"IFERROR(IF(OR(C519=\"S\",C519=\"D\"),VLOOKUP(B519,'Seasonal Customer Count'!$B:$P,6,FALSE),IF(C519=\"W\",VLOOKUP(B519,'Seasonal Customer Count'!$B:$P,14,FALSE),\"Check\")),0)","v":9},{"$f":"IFERROR(IF(OR(C519=\"S\",C519=\"D\"),VLOOKUP(B519,'Seasonal Customer Count'!$B:$P,7,FALSE),IF(C519=\"W\",VLOOKUP(B519,'Seasonal Customer Count'!$B:$P,15,FALSE),\"Check\")),0)","v":0},{"$f":"IFERROR(IF(OR(C519=\"S\",C519=\"D\"),VLOOKUP(B519,'Seasonal Customer Count'!$B:$P,8,FALSE),IF(C519=\"W\",VLOOKUP(B519,'Seasonal Customer Count'!$B:$P,16,FALSE),\"Check\")),0)","v":118},{"$f":"Summary!$D$8*(K519*'Average Project Size'!$F$6+L519*'Average Project Size'!$F$7+M519*'Average Project Size'!$F$8+N519*'Average Project Size'!$F$10+O519*'Average Project Size'!$F$9)/1000","v":8.88331479762208E-2},{"$f":"Summary!$D$8*(K519*F519*'Average Project Size'!$F$6+L519*G519*'Average Project Size'!$F$7+M519*H519*'Average Project Size'!$F$8+N519*I519*'Average Project Size'!$F$10+O519*J519*'Average Project Size'!$F$9)/1000","v":8.4452100041423913E-5}]
[null,{"$f":"'Peak Identification'!B518","v":"JMSN12"},{"$f":"'Peak Identification'!D518","v":"S"},{"$f":"'Peak Identification'!E518","v":21},{"$f":"VLOOKUP($D520,'DER Output'!$S$17:$X$41,6,FALSE)","v":0},{"$f":"IF($C520=\"S\",VLOOKUP($D520,'DER Output'!$S$18:$W$41,2,FALSE),VLOOKUP($D520,'DER Output'!$S$18:$W$41,3,FALSE))","v":9.5068228432060471E-4},{"$f":"IF($C520=\"S\",VLOOKUP($D520,'DER Output'!$S$18:$W$41,4,FALSE),VLOOKUP($D520,'DER Output'!$S$18:$W$41,5,FALSE))","v":9.5068228432060471E-4},{"$f":"IF($C520=\"S\",VLOOKUP($D520,'DER Output'!$S$18:$W$41,4,FALSE),VLOOKUP($D520,'DER Output'!$S$18:$W$41,5,FALSE))","v":9.5068228432060471E-4},{"$f":"IF($C520=\"S\",VLOOKUP($D520,'DER Output'!$S$18:$W$41,4,FALSE),VLOOKUP($D520,'DER Output'!$S$18:$W$41,5,FALSE))","v":9.5068228432060471E-4},{"$f":"IF($C520=\"S\",VLOOKUP($D520,'DER Output'!$S$18:$W$41,4,FALSE),VLOOKUP($D520,'DER Output'!$S$18:$W$41,5,FALSE))","v":9.5068228432060471E-4},{"$f":"IFERROR(IF(OR(C520=\"S\",C520=\"D\"),VLOOKUP(B520,'Seasonal Customer Count'!$B:$I,4,FALSE),IF(C520=\"W\",VLOOKUP(B520,'Seasonal Customer Count'!$B:$P,12,FALSE),\"Check\")),0)","v":85},{"$f":"IFERROR(IF(OR(C520=\"S\",C520=\"D\"),VLOOKUP(B520,'Seasonal Customer Count'!$B:$P,5,FALSE),IF(C520=\"W\",VLOOKUP(B520,'Seasonal Customer Count'!$B:$P,13,FALSE),\"Check\")),0)","v":37},{"$f":"IFERROR(IF(OR(C520=\"S\",C520=\"D\"),VLOOKUP(B520,'Seasonal Customer Count'!$B:$P,6,FALSE),IF(C520=\"W\",VLOOKUP(B520,'Seasonal Customer Count'!$B:$P,14,FALSE),\"Check\")),0)","v":1},{"$f":"IFERROR(IF(OR(C520=\"S\",C520=\"D\"),VLOOKUP(B520,'Seasonal Customer Count'!$B:$P,7,FALSE),IF(C520=\"W\",VLOOKUP(B520,'Seasonal Customer Count'!$B:$P,15,FALSE),\"Check\")),0)","v":0},{"$f":"IFERROR(IF(OR(C520=\"S\",C520=\"D\"),VLOOKUP(B520,'Seasonal Customer Count'!$B:$P,8,FALSE),IF(C520=\"W\",VLOOKUP(B520,'Seasonal Customer Count'!$B:$P,16,FALSE),\"Check\")),0)","v":103},{"$f":"Summary!$D$8*(K520*'Average Project Size'!$F$6+L520*'Average Project Size'!$F$7+M520*'Average Project Size'!$F$8+N520*'Average Project Size'!$F$10+O520*'Average Project Size'!$F$9)/1000","v":7.177531159017464E-2},{"$f":"Summary!$D$8*(K520*F520*'Average Project Size'!$F$6+L520*G520*'Average Project Size'!$F$7+M520*H520*'Average Project Size'!$F$8+N520*I520*'Average Project Size'!$F$10+O520*J520*'Average Project Size'!$F$9)/1000","v":6.8235517180370388E-5}]
[null,{"$f":"'Peak Identification'!B519","v":"JMSN T-061"},{"$f":"'Peak Identification'!D519","v":"S"},{"$f":"'Peak Identification'!E519","v":9},{"$f":"VLOOKUP($D521,'DER Output'!$S$17:$X$41,6,FALSE)","v":0},{"$f":"IF($C521=\"S\",VLOOKUP($D521,'DER Output'!$S$18:$W$41,2,FALSE),VLOOKUP($D521,'DER Output'!$S$18:$W$41,3,FALSE))","v":0.33510518636371905},{"$f":"IF($C521=\"S\",VLOOKUP($D521,'DER Output'!$S$18:$W$41,4,FALSE),VLOOKUP($D521,'DER Output'!$S$18:$W$41,5,FALSE))","v":0.33510518636371905},{"$f":"IF($C521=\"S\",VLOOKUP($D521,'DER Output'!$S$18:$W$41,4,FALSE),VLOOKUP($D521,'DER Output'!$S$18:$W$41,5,FALSE))","v":0.33510518636371905},{"$f":"IF($C521=\"S\",VLOOKUP($D521,'DER Output'!$S$18:$W$41,4,FALSE),VLOOKUP($D521,'DER Output'!$S$18:$W$41,5,FALSE))","v":0.33510518636371905},{"$f":"IF($C521=\"S\",VLOOKUP($D521,'DER Output'!$S$18:$W$41,4,FALSE),VLOOKUP($D521,'DER Output'!$S$18:$W$41,5,FALSE))","v":0.33510518636371905},{"$f":"IFERROR(IF(OR(C521=\"S\",C521=\"D\"),VLOOKUP(B521,'Seasonal Customer Count'!$B:$I,4,FALSE),IF(C521=\"W\",VLOOKUP(B521,'Seasonal Customer Count'!$B:$P,12,FALSE),\"Check\")),0)","v":271},{"$f":"IFERROR(IF(OR(C521=\"S\",C521=\"D\"),VLOOKUP(B521,'Seasonal Customer Count'!$B:$P,5,FALSE),IF(C521=\"W\",VLOOKUP(B521,'Seasonal Customer Count'!$B:$P,13,FALSE),\"Check\")),0)","v":103},{"$f":"IFERROR(IF(OR(C521=\"S\",C521=\"D\"),VLOOKUP(B521,'Seasonal Customer Count'!$B:$P,6,FALSE),IF(C521=\"W\",VLOOKUP(B521,'Seasonal Customer Count'!$B:$P,14,FALSE),\"Check\")),0)","v":10},{"$f":"IFERROR(IF(OR(C521=\"S\",C521=\"D\"),VLOOKUP(B521,'Seasonal Customer Count'!$B:$P,7,FALSE),IF(C521=\"W\",VLOOKUP(B521,'Seasonal Customer Count'!$B:$P,15,FALSE),\"Check\")),0)","v":0},{"$f":"IFERROR(IF(OR(C521=\"S\",C521=\"D\"),VLOOKUP(B521,'Seasonal Customer Count'!$B:$P,8,FALSE),IF(C521=\"W\",VLOOKUP(B521,'Seasonal Customer Count'!$B:$P,16,FALSE),\"Check\")),0)","v":221},{"$f":"Summary!$D$8*(K521*'Average Project Size'!$F$6+L521*'Average Project Size'!$F$7+M521*'Average Project Size'!$F$8+N521*'Average Project Size'!$F$10+O521*'Average Project Size'!$F$9)/1000","v":0.16060845956639541},{"$f":"Summary!$D$8*(K521*F521*'Average Project Size'!$F$6+L521*G521*'Average Project Size'!$F$7+M521*H521*'Average Project Size'!$F$8+N521*I521*'Average Project Size'!$F$10+O521*J521*'Average Project Size'!$F$9)/1000","v":5.3820727774586775E-2}]
[null,{"$f":"'Peak Identification'!B520","v":"JNCN41"},{"$f":"'Peak Identification'!D520","v":"S"},{"$f":"'Peak Identification'!E520","v":21},{"$f":"VLOOKUP($D522,'DER Output'!$S$17:$X$41,6,FALSE)","v":0},{"$f":"IF($C522=\"S\",VLOOKUP($D522,'DER Output'!$S$18:$W$41,2,FALSE),VLOOKUP($D522,'DER Output'!$S$18:$W$41,3,FALSE))","v":9.5068228432060471E-4},{"$f":"IF($C522=\"S\",VLOOKUP($D522,'DER Output'!$S$18:$W$41,4,FALSE),VLOOKUP($D522,'DER Output'!$S$18:$W$41,5,FALSE))","v":9.5068228432060471E-4},{"$f":"IF($C522=\"S\",VLOOKUP($D522,'DER Output'!$S$18:$W$41,4,FALSE),VLOOKUP($D522,'DER Output'!$S$18:$W$41,5,FALSE))","v":9.5068228432060471E-4},{"$f":"IF($C522=\"S\",VLOOKUP($D522,'DER Output'!$S$18:$W$41,4,FALSE),VLOOKUP($D522,'DER Output'!$S$18:$W$41,5,FALSE))","v":9.5068228432060471E-4},{"$f":"IF($C522=\"S\",VLOOKUP($D522,'DER Output'!$S$18:$W$41,4,FALSE),VLOOKUP($D522,'DER Output'!$S$18:$W$41,5,FALSE))","v":9.5068228432060471E-4},{"$f":"IFERROR(IF(OR(C522=\"S\",C522=\"D\"),VLOOKUP(B522,'Seasonal Customer Count'!$B:$I,4,FALSE),IF(C522=\"W\",VLOOKUP(B522,'Seasonal Customer Count'!$B:$P,12,FALSE),\"Check\")),0)","v":40},{"$f":"IFERROR(IF(OR(C522=\"S\",C522=\"D\"),VLOOKUP(B522,'Seasonal Customer Count'!$B:$P,5,FALSE),IF(C522=\"W\",VLOOKUP(B522,'Seasonal Customer Count'!$B:$P,13,FALSE),\"Check\")),0)","v":9},{"$f":"IFERROR(IF(OR(C522=\"S\",C522=\"D\"),VLOOKUP(B522,'Seasonal Customer Count'!$B:$P,6,FALSE),IF(C522=\"W\",VLOOKUP(B522,'Seasonal Customer Count'!$B:$P,14,FALSE),\"Check\")),0)","v":18},{"$f":"IFERROR(IF(OR(C522=\"S\",C522=\"D\"),VLOOKUP(B522,'Seasonal Customer Count'!$B:$P,7,FALSE),IF(C522=\"W\",VLOOKUP(B522,'Seasonal Customer Count'!$B:$P,15,FALSE),\"Check\")),0)","v":0},{"$f":"IFERROR(IF(OR(C522=\"S\",C522=\"D\"),VLOOKUP(B522,'Seasonal Customer Count'!$B:$P,8,FALSE),IF(C522=\"W\",VLOOKUP(B522,'Seasonal Customer Count'!$B:$P,16,FALSE),\"Check\")),0)","v":78},{"$f":"Summary!$D$8*(K522*'Average Project Size'!$F$6+L522*'Average Project Size'!$F$7+M522*'Average Project Size'!$F$8+N522*'Average Project Size'!$F$10+O522*'Average Project Size'!$F$9)/1000","v":5.4955953043631253E-2},{"$f":"Summary!$D$8*(K522*F522*'Average Project Size'!$F$6+L522*G522*'Average Project Size'!$F$7+M522*H522*'Average Project Size'!$F$8+N522*I522*'Average Project Size'!$F$10+O522*J522*'Average Project Size'!$F$9)/1000","v":5.2245650976535262E-5}]
[null,{"$f":"'Peak Identification'!B521","v":"JNCN42"},{"$f":"'Peak Identification'!D521","v":"S"},{"$f":"'Peak Identification'!E521","v":22},{"$f":"VLOOKUP($D523,'DER Output'!$S$17:$X$41,6,FALSE)","v":0},{"$f":"IF($C523=\"S\",VLOOKUP($D523,'DER Output'!$S$18:$W$41,2,FALSE),VLOOKUP($D523,'DER Output'!$S$18:$W$41,3,FALSE))","v":4.7662353088631345E-4},{"$f":"IF($C523=\"S\",VLOOKUP($D523,'DER Output'!$S$18:$W$41,4,FALSE),VLOOKUP($D523,'DER Output'!$S$18:$W$41,5,FALSE))","v":4.7662353088631345E-4},{"$f":"IF($C523=\"S\",VLOOKUP($D523,'DER Output'!$S$18:$W$41,4,FALSE),VLOOKUP($D523,'DER Output'!$S$18:$W$41,5,FALSE))","v":4.7662353088631345E-4},{"$f":"IF($C523=\"S\",VLOOKUP($D523,'DER Output'!$S$18:$W$41,4,FALSE),VLOOKUP($D523,'DER Output'!$S$18:$W$41,5,FALSE))","v":4.7662353088631345E-4},{"$f":"IF($C523=\"S\",VLOOKUP($D523,'DER Output'!$S$18:$W$41,4,FALSE),VLOOKUP($D523,'DER Output'!$S$18:$W$41,5,FALSE))","v":4.7662353088631345E-4},{"$f":"IFERROR(IF(OR(C523=\"S\",C523=\"D\"),VLOOKUP(B523,'Seasonal Customer Count'!$B:$I,4,FALSE),IF(C523=\"W\",VLOOKUP(B523,'Seasonal Customer Count'!$B:$P,12,FALSE),\"Check\")),0)","v":21},{"$f":"IFERROR(IF(OR(C523=\"S\",C523=\"D\"),VLOOKUP(B523,'Seasonal Customer Count'!$B:$P,5,FALSE),IF(C523=\"W\",VLOOKUP(B523,'Seasonal Customer Count'!$B:$P,13,FALSE),\"Check\")),0)","v":9},{"$f":"IFERROR(IF(OR(C523=\"S\",C523=\"D\"),VLOOKUP(B523,'Seasonal Customer Count'!$B:$P,6,FALSE),IF(C523=\"W\",VLOOKUP(B523,'Seasonal Customer Count'!$B:$P,14,FALSE),\"Check\")),0)","v":19},{"$f":"IFERROR(IF(OR(C523=\"S\",C523=\"D\"),VLOOKUP(B523,'Seasonal Customer Count'!$B:$P,7,FALSE),IF(C523=\"W\",VLOOKUP(B523,'Seasonal Customer Count'!$B:$P,15,FALSE),\"Check\")),0)","v":0},{"$f":"IFERROR(IF(OR(C523=\"S\",C523=\"D\"),VLOOKUP(B523,'Seasonal Customer Count'!$B:$P,8,FALSE),IF(C523=\"W\",VLOOKUP(B523,'Seasonal Customer Count'!$B:$P,16,FALSE),\"Check\")),0)","v":45},{"$f":"Summary!$D$8*(K523*'Average Project Size'!$F$6+L523*'Average Project Size'!$F$7+M523*'Average Project Size'!$F$8+N523*'Average Project Size'!$F$10+O523*'Average Project Size'!$F$9)/1000","v":3.3383783959557628E-2},{"$f":"Summary!$D$8*(K523*F523*'Average Project Size'!$F$6+L523*G523*'Average Project Size'!$F$7+M523*H523*'Average Project Size'!$F$8+N523*I523*'Average Project Size'!$F$10+O523*J523*'Average Project Size'!$F$9)/1000","v":1.5911496985150229E-5}]
[null,{"$f":"'Peak Identification'!B522","v":"JNCN43"},{"$f":"'Peak Identification'!D522","v":"S"},{"$f":"'Peak Identification'!E522","v":21},{"$f":"VLOOKUP($D524,'DER Output'!$S$17:$X$41,6,FALSE)","v":0},{"$f":"IF($C524=\"S\",VLOOKUP($D524,'DER Output'!$S$18:$W$41,2,FALSE),VLOOKUP($D524,'DER Output'!$S$18:$W$41,3,FALSE))","v":9.5068228432060471E-4},{"$f":"IF($C524=\"S\",VLOOKUP($D524,'DER Output'!$S$18:$W$41,4,FALSE),VLOOKUP($D524,'DER Output'!$S$18:$W$41,5,FALSE))","v":9.5068228432060471E-4},{"$f":"IF($C524=\"S\",VLOOKUP($D524,'DER Output'!$S$18:$W$41,4,FALSE),VLOOKUP($D524,'DER Output'!$S$18:$W$41,5,FALSE))","v":9.5068228432060471E-4},{"$f":"IF($C524=\"S\",VLOOKUP($D524,'DER Output'!$S$18:$W$41,4,FALSE),VLOOKUP($D524,'DER Output'!$S$18:$W$41,5,FALSE))","v":9.5068228432060471E-4},{"$f":"IF($C524=\"S\",VLOOKUP($D524,'DER Output'!$S$18:$W$41,4,FALSE),VLOOKUP($D524,'DER Output'!$S$18:$W$41,5,FALSE))","v":9.5068228432060471E-4},{"$f":"IFERROR(IF(OR(C524=\"S\",C524=\"D\"),VLOOKUP(B524,'Seasonal Customer Count'!$B:$I,4,FALSE),IF(C524=\"W\",VLOOKUP(B524,'Seasonal Customer Count'!$B:$P,12,FALSE),\"Check\")),0)","v":45},{"$f":"IFERROR(IF(OR(C524=\"S\",C524=\"D\"),VLOOKUP(B524,'Seasonal Customer Count'!$B:$P,5,FALSE),IF(C524=\"W\",VLOOKUP(B524,'Seasonal Customer Count'!$B:$P,13,FALSE),\"Check\")),0)","v":10},{"$f":"IFERROR(IF(OR(C524=\"S\",C524=\"D\"),VLOOKUP(B524,'Seasonal Customer Count'!$B:$P,6,FALSE),IF(C524=\"W\",VLOOKUP(B524,'Seasonal Customer Count'!$B:$P,14,FALSE),\"Check\")),0)","v":16},{"$f":"IFERROR(IF(OR(C524=\"S\",C524=\"D\"),VLOOKUP(B524,'Seasonal Customer Count'!$B:$P,7,FALSE),IF(C524=\"W\",VLOOKUP(B524,'Seasonal Customer Count'!$B:$P,15,FALSE),\"Check\")),0)","v":0},{"$f":"IFERROR(IF(OR(C524=\"S\",C524=\"D\"),VLOOKUP(B524,'Seasonal Customer Count'!$B:$P,8,FALSE),IF(C524=\"W\",VLOOKUP(B524,'Seasonal Customer Count'!$B:$P,16,FALSE),\"Check\")),0)","v":111},{"$f":"Summary!$D$8*(K524*'Average Project Size'!$F$6+L524*'Average Project Size'!$F$7+M524*'Average Project Size'!$F$8+N524*'Average Project Size'!$F$10+O524*'Average Project Size'!$F$9)/1000","v":7.5873022968133905E-2},{"$f":"Summary!$D$8*(K524*F524*'Average Project Size'!$F$6+L524*G524*'Average Project Size'!$F$7+M524*H524*'Average Project Size'!$F$8+N524*I524*'Average Project Size'!$F$10+O524*J524*'Average Project Size'!$F$9)/1000","v":7.2131138793655244E-5}]
[null,{"$f":"'Peak Identification'!B523","v":"JNCN45"},{"$f":"'Peak Identification'!D523","v":"S"},{"$f":"'Peak Identification'!E523","v":20},{"$f":"VLOOKUP($D525,'DER Output'!$S$17:$X$41,6,FALSE)","v":2.7072953014838841E-3},{"$f":"IF($C525=\"S\",VLOOKUP($D525,'DER Output'!$S$18:$W$41,2,FALSE),VLOOKUP($D525,'DER Output'!$S$18:$W$41,3,FALSE))","v":2.0294966704587497E-2},{"$f":"IF($C525=\"S\",VLOOKUP($D525,'DER Output'!$S$18:$W$41,4,FALSE),VLOOKUP($D525,'DER Output'!$S$18:$W$41,5,FALSE))","v":2.0294966704587497E-2},{"$f":"IF($C525=\"S\",VLOOKUP($D525,'DER Output'!$S$18:$W$41,4,FALSE),VLOOKUP($D525,'DER Output'!$S$18:$W$41,5,FALSE))","v":2.0294966704587497E-2},{"$f":"IF($C525=\"S\",VLOOKUP($D525,'DER Output'!$S$18:$W$41,4,FALSE),VLOOKUP($D525,'DER Output'!$S$18:$W$41,5,FALSE))","v":2.0294966704587497E-2},{"$f":"IF($C525=\"S\",VLOOKUP($D525,'DER Output'!$S$18:$W$41,4,FALSE),VLOOKUP($D525,'DER Output'!$S$18:$W$41,5,FALSE))","v":2.0294966704587497E-2},{"$f":"IFERROR(IF(OR(C525=\"S\",C525=\"D\"),VLOOKUP(B525,'Seasonal Customer Count'!$B:$I,4,FALSE),IF(C525=\"W\",VLOOKUP(B525,'Seasonal Customer Count'!$B:$P,12,FALSE),\"Check\")),0)","v":20},{"$f":"IFERROR(IF(OR(C525=\"S\",C525=\"D\"),VLOOKUP(B525,'Seasonal Customer Count'!$B:$P,5,FALSE),IF(C525=\"W\",VLOOKUP(B525,'Seasonal Customer Count'!$B:$P,13,FALSE),\"Check\")),0)","v":10},{"$f":"IFERROR(IF(OR(C525=\"S\",C525=\"D\"),VLOOKUP(B525,'Seasonal Customer Count'!$B:$P,6,FALSE),IF(C525=\"W\",VLOOKUP(B525,'Seasonal Customer Count'!$B:$P,14,FALSE),\"Check\")),0)","v":18},{"$f":"IFERROR(IF(OR(C525=\"S\",C525=\"D\"),VLOOKUP(B525,'Seasonal Customer Count'!$B:$P,7,FALSE),IF(C525=\"W\",VLOOKUP(B525,'Seasonal Customer Count'!$B:$P,15,FALSE),\"Check\")),0)","v":0},{"$f":"IFERROR(IF(OR(C525=\"S\",C525=\"D\"),VLOOKUP(B525,'Seasonal Customer Count'!$B:$P,8,FALSE),IF(C525=\"W\",VLOOKUP(B525,'Seasonal Customer Count'!$B:$P,16,FALSE),\"Check\")),0)","v":70},{"$f":"Summary!$D$8*(K525*'Average Project Size'!$F$6+L525*'Average Project Size'!$F$7+M525*'Average Project Size'!$F$8+N525*'Average Project Size'!$F$10+O525*'Average Project Size'!$F$9)/1000","v":4.9146121578836965E-2},{"$f":"Summary!$D$8*(K525*F525*'Average Project Size'!$F$6+L525*G525*'Average Project Size'!$F$7+M525*H525*'Average Project Size'!$F$8+N525*I525*'Average Project Size'!$F$10+O525*J525*'Average Project Size'!$F$9)/1000","v":9.9741890110210561E-4}]
[null,{"$f":"'Peak Identification'!B524","v":"JNCN T-131"},{"$f":"'Peak Identification'!D524","v":"S"},{"$f":"'Peak Identification'!E524","v":21},{"$f":"VLOOKUP($D526,'DER Output'!$S$17:$X$41,6,FALSE)","v":0},{"$f":"IF($C526=\"S\",VLOOKUP($D526,'DER Output'!$S$18:$W$41,2,FALSE),VLOOKUP($D526,'DER Output'!$S$18:$W$41,3,FALSE))","v":9.5068228432060471E-4},{"$f":"IF($C526=\"S\",VLOOKUP($D526,'DER Output'!$S$18:$W$41,4,FALSE),VLOOKUP($D526,'DER Output'!$S$18:$W$41,5,FALSE))","v":9.5068228432060471E-4},{"$f":"IF($C526=\"S\",VLOOKUP($D526,'DER Output'!$S$18:$W$41,4,FALSE),VLOOKUP($D526,'DER Output'!$S$18:$W$41,5,FALSE))","v":9.5068228432060471E-4},{"$f":"IF($C526=\"S\",VLOOKUP($D526,'DER Output'!$S$18:$W$41,4,FALSE),VLOOKUP($D526,'DER Output'!$S$18:$W$41,5,FALSE))","v":9.5068228432060471E-4},{"$f":"IF($C526=\"S\",VLOOKUP($D526,'DER Output'!$S$18:$W$41,4,FALSE),VLOOKUP($D526,'DER Output'!$S$18:$W$41,5,FALSE))","v":9.5068228432060471E-4},{"$f":"IFERROR(IF(OR(C526=\"S\",C526=\"D\"),VLOOKUP(B526,'Seasonal Customer Count'!$B:$I,4,FALSE),IF(C526=\"W\",VLOOKUP(B526,'Seasonal Customer Count'!$B:$P,12,FALSE),\"Check\")),0)","v":85},{"$f":"IFERROR(IF(OR(C526=\"S\",C526=\"D\"),VLOOKUP(B526,'Seasonal Customer Count'!$B:$P,5,FALSE),IF(C526=\"W\",VLOOKUP(B526,'Seasonal Customer Count'!$B:$P,13,FALSE),\"Check\")),0)","v":19},{"$f":"IFERROR(IF(OR(C526=\"S\",C526=\"D\"),VLOOKUP(B526,'Seasonal Customer Count'!$B:$P,6,FALSE),IF(C526=\"W\",VLOOKUP(B526,'Seasonal Customer Count'!$B:$P,14,FALSE),\"Check\")),0)","v":34},{"$f":"IFERROR(IF(OR(C526=\"S\",C526=\"D\"),VLOOKUP(B526,'Seasonal Customer Count'!$B:$P,7,FALSE),IF(C526=\"W\",VLOOKUP(B526,'Seasonal Customer Count'!$B:$P,15,FALSE),\"Check\")),0)","v":0},{"$f":"IFERROR(IF(OR(C526=\"S\",C526=\"D\"),VLOOKUP(B526,'Seasonal Customer Count'!$B:$P,8,FALSE),IF(C526=\"W\",VLOOKUP(B526,'Seasonal Customer Count'!$B:$P,16,FALSE),\"Check\")),0)","v":189},{"$f":"Summary!$D$8*(K526*'Average Project Size'!$F$6+L526*'Average Project Size'!$F$7+M526*'Average Project Size'!$F$8+N526*'Average Project Size'!$F$10+O526*'Average Project Size'!$F$9)/1000","v":0.13082897601176516},{"$f":"Summary!$D$8*(K526*F526*'Average Project Size'!$F$6+L526*G526*'Average Project Size'!$F$7+M526*H526*'Average Project Size'!$F$8+N526*I526*'Average Project Size'!$F$10+O526*J526*'Average Project Size'!$F$9)/1000","v":1.2437678977019051E-4}]
[null,{"$f":"'Peak Identification'!B525","v":"JNCN T-132"},{"$f":"'Peak Identification'!D525","v":"S"},{"$f":"'Peak Identification'!E525","v":20},{"$f":"VLOOKUP($D527,'DER Output'!$S$17:$X$41,6,FALSE)","v":2.7072953014838841E-3},{"$f":"IF($C527=\"S\",VLOOKUP($D527,'DER Output'!$S$18:$W$41,2,FALSE),VLOOKUP($D527,'DER Output'!$S$18:$W$41,3,FALSE))","v":2.0294966704587497E-2},{"$f":"IF($C527=\"S\",VLOOKUP($D527,'DER Output'!$S$18:$W$41,4,FALSE),VLOOKUP($D527,'DER Output'!$S$18:$W$41,5,FALSE))","v":2.0294966704587497E-2},{"$f":"IF($C527=\"S\",VLOOKUP($D527,'DER Output'!$S$18:$W$41,4,FALSE),VLOOKUP($D527,'DER Output'!$S$18:$W$41,5,FALSE))","v":2.0294966704587497E-2},{"$f":"IF($C527=\"S\",VLOOKUP($D527,'DER Output'!$S$18:$W$41,4,FALSE),VLOOKUP($D527,'DER Output'!$S$18:$W$41,5,FALSE))","v":2.0294966704587497E-2},{"$f":"IF($C527=\"S\",VLOOKUP($D527,'DER Output'!$S$18:$W$41,4,FALSE),VLOOKUP($D527,'DER Output'!$S$18:$W$41,5,FALSE))","v":2.0294966704587497E-2},{"$f":"IFERROR(IF(OR(C527=\"S\",C527=\"D\"),VLOOKUP(B527,'Seasonal Customer Count'!$B:$I,4,FALSE),IF(C527=\"W\",VLOOKUP(B527,'Seasonal Customer Count'!$B:$P,12,FALSE),\"Check\")),0)","v":41},{"$f":"IFERROR(IF(OR(C527=\"S\",C527=\"D\"),VLOOKUP(B527,'Seasonal Customer Count'!$B:$P,5,FALSE),IF(C527=\"W\",VLOOKUP(B527,'Seasonal Customer Count'!$B:$P,13,FALSE),\"Check\")),0)","v":19},{"$f":"IFERROR(IF(OR(C527=\"S\",C527=\"D\"),VLOOKUP(B527,'Seasonal Customer Count'!$B:$P,6,FALSE),IF(C527=\"W\",VLOOKUP(B527,'Seasonal Customer Count'!$B:$P,14,FALSE),\"Check\")),0)","v":37},{"$f":"IFERROR(IF(OR(C527=\"S\",C527=\"D\"),VLOOKUP(B527,'Seasonal Customer Count'!$B:$P,7,FALSE),IF(C527=\"W\",VLOOKUP(B527,'Seasonal Customer Count'!$B:$P,15,FALSE),\"Check\")),0)","v":0},{"$f":"IFERROR(IF(OR(C527=\"S\",C527=\"D\"),VLOOKUP(B527,'Seasonal Customer Count'!$B:$P,8,FALSE),IF(C527=\"W\",VLOOKUP(B527,'Seasonal Customer Count'!$B:$P,16,FALSE),\"Check\")),0)","v":115},{"$f":"Summary!$D$8*(K527*'Average Project Size'!$F$6+L527*'Average Project Size'!$F$7+M527*'Average Project Size'!$F$8+N527*'Average Project Size'!$F$10+O527*'Average Project Size'!$F$9)/1000","v":8.2529905538394593E-2},{"$f":"Summary!$D$8*(K527*F527*'Average Project Size'!$F$6+L527*G527*'Average Project Size'!$F$7+M527*H527*'Average Project Size'!$F$8+N527*I527*'Average Project Size'!$F$10+O527*J527*'Average Project Size'!$F$9)/1000","v":1.6749416850344694E-3}]
[null,{"$f":"'Peak Identification'!B526","v":"JNGH11"},{"$f":"'Peak Identification'!D526","v":"S"},{"$f":"'Peak Identification'!E526","v":19},{"$f":"VLOOKUP($D528,'DER Output'!$S$17:$X$41,6,FALSE)","v":0.11066797934994306},{"$f":"IF($C528=\"S\",VLOOKUP($D528,'DER Output'!$S$18:$W$41,2,FALSE),VLOOKUP($D528,'DER Output'!$S$18:$W$41,3,FALSE))","v":7.5840560103576066E-2},{"$f":"IF($C528=\"S\",VLOOKUP($D528,'DER Output'!$S$18:$W$41,4,FALSE),VLOOKUP($D528,'DER Output'!$S$18:$W$41,5,FALSE))","v":7.5840560103576066E-2},{"$f":"IF($C528=\"S\",VLOOKUP($D528,'DER Output'!$S$18:$W$41,4,FALSE),VLOOKUP($D528,'DER Output'!$S$18:$W$41,5,FALSE))","v":7.5840560103576066E-2},{"$f":"IF($C528=\"S\",VLOOKUP($D528,'DER Output'!$S$18:$W$41,4,FALSE),VLOOKUP($D528,'DER Output'!$S$18:$W$41,5,FALSE))","v":7.5840560103576066E-2},{"$f":"IF($C528=\"S\",VLOOKUP($D528,'DER Output'!$S$18:$W$41,4,FALSE),VLOOKUP($D528,'DER Output'!$S$18:$W$41,5,FALSE))","v":7.5840560103576066E-2},{"$f":"IFERROR(IF(OR(C528=\"S\",C528=\"D\"),VLOOKUP(B528,'Seasonal Customer Count'!$B:$I,4,FALSE),IF(C528=\"W\",VLOOKUP(B528,'Seasonal Customer Count'!$B:$P,12,FALSE),\"Check\")),0)","v":0},{"$f":"IFERROR(IF(OR(C528=\"S\",C528=\"D\"),VLOOKUP(B528,'Seasonal Customer Count'!$B:$P,5,FALSE),IF(C528=\"W\",VLOOKUP(B528,'Seasonal Customer Count'!$B:$P,13,FALSE),\"Check\")),0)","v":0},{"$f":"IFERROR(IF(OR(C528=\"S\",C528=\"D\"),VLOOKUP(B528,'Seasonal Customer Count'!$B:$P,6,FALSE),IF(C528=\"W\",VLOOKUP(B528,'Seasonal Customer Count'!$B:$P,14,FALSE),\"Check\")),0)","v":0},{"$f":"IFERROR(IF(OR(C528=\"S\",C528=\"D\"),VLOOKUP(B528,'Seasonal Customer Count'!$B:$P,7,FALSE),IF(C528=\"W\",VLOOKUP(B528,'Seasonal Customer Count'!$B:$P,15,FALSE),\"Check\")),0)","v":0},{"$f":"IFERROR(IF(OR(C528=\"S\",C528=\"D\"),VLOOKUP(B528,'Seasonal Customer Count'!$B:$P,8,FALSE),IF(C528=\"W\",VLOOKUP(B528,'Seasonal Customer Count'!$B:$P,16,FALSE),\"Check\")),0)","v":1},{"$f":"Summary!$D$8*(K528*'Average Project Size'!$F$6+L528*'Average Project Size'!$F$7+M528*'Average Project Size'!$F$8+N528*'Average Project Size'!$F$10+O528*'Average Project Size'!$F$9)/1000","v":6.3602883350674265E-4},{"$f":"Summary!$D$8*(K528*F528*'Average Project Size'!$F$6+L528*G528*'Average Project Size'!$F$7+M528*H528*'Average Project Size'!$F$8+N528*I528*'Average Project Size'!$F$10+O528*J528*'Average Project Size'!$F$9)/1000","v":4.8236782975175496E-5}]
[null,{"$f":"'Peak Identification'!B527","v":"JNGH T-061"},{"$f":"'Peak Identification'!D527","v":"S"},{"$f":"'Peak Identification'!E527","v":19},{"$f":"VLOOKUP($D529,'DER Output'!$S$17:$X$41,6,FALSE)","v":0.11066797934994306},{"$f":"IF($C529=\"S\",VLOOKUP($D529,'DER Output'!$S$18:$W$41,2,FALSE),VLOOKUP($D529,'DER Output'!$S$18:$W$41,3,FALSE))","v":7.5840560103576066E-2},{"$f":"IF($C529=\"S\",VLOOKUP($D529,'DER Output'!$S$18:$W$41,4,FALSE),VLOOKUP($D529,'DER Output'!$S$18:$W$41,5,FALSE))","v":7.5840560103576066E-2},{"$f":"IF($C529=\"S\",VLOOKUP($D529,'DER Output'!$S$18:$W$41,4,FALSE),VLOOKUP($D529,'DER Output'!$S$18:$W$41,5,FALSE))","v":7.5840560103576066E-2},{"$f":"IF($C529=\"S\",VLOOKUP($D529,'DER Output'!$S$18:$W$41,4,FALSE),VLOOKUP($D529,'DER Output'!$S$18:$W$41,5,FALSE))","v":7.5840560103576066E-2},{"$f":"IF($C529=\"S\",VLOOKUP($D529,'DER Output'!$S$18:$W$41,4,FALSE),VLOOKUP($D529,'DER Output'!$S$18:$W$41,5,FALSE))","v":7.5840560103576066E-2},{"$f":"IFERROR(IF(OR(C529=\"S\",C529=\"D\"),VLOOKUP(B529,'Seasonal Customer Count'!$B:$I,4,FALSE),IF(C529=\"W\",VLOOKUP(B529,'Seasonal Customer Count'!$B:$P,12,FALSE),\"Check\")),0)","v":0},{"$f":"IFERROR(IF(OR(C529=\"S\",C529=\"D\"),VLOOKUP(B529,'Seasonal Customer Count'!$B:$P,5,FALSE),IF(C529=\"W\",VLOOKUP(B529,'Seasonal Customer Count'!$B:$P,13,FALSE),\"Check\")),0)","v":0},{"$f":"IFERROR(IF(OR(C529=\"S\",C529=\"D\"),VLOOKUP(B529,'Seasonal Customer Count'!$B:$P,6,FALSE),IF(C529=\"W\",VLOOKUP(B529,'Seasonal Customer Count'!$B:$P,14,FALSE),\"Check\")),0)","v":0},{"$f":"IFERROR(IF(OR(C529=\"S\",C529=\"D\"),VLOOKUP(B529,'Seasonal Customer Count'!$B:$P,7,FALSE),IF(C529=\"W\",VLOOKUP(B529,'Seasonal Customer Count'!$B:$P,15,FALSE),\"Check\")),0)","v":0},{"$f":"IFERROR(IF(OR(C529=\"S\",C529=\"D\"),VLOOKUP(B529,'Seasonal Customer Count'!$B:$P,8,FALSE),IF(C529=\"W\",VLOOKUP(B529,'Seasonal Customer Count'!$B:$P,16,FALSE),\"Check\")),0)","v":1},{"$f":"Summary!$D$8*(K529*'Average Project Size'!$F$6+L529*'Average Project Size'!$F$7+M529*'Average Project Size'!$F$8+N529*'Average Project Size'!$F$10+O529*'Average Project Size'!$F$9)/1000","v":6.3602883350674265E-4},{"$f":"Summary!$D$8*(K529*F529*'Average Project Size'!$F$6+L529*G529*'Average Project Size'!$F$7+M529*H529*'Average Project Size'!$F$8+N529*I529*'Average Project Size'!$F$10+O529*J529*'Average Project Size'!$F$9)/1000","v":4.8236782975175496E-5}]
[null,{"$f":"'Peak Identification'!B528","v":"JNTA11"},{"$f":"'Peak Identification'!D528","v":"W"},{"$f":"'Peak Identification'!E528","v":10},{"$f":"VLOOKUP($D530,'DER Output'!$S$17:$X$41,6,FALSE)","v":0},{"$f":"IF($C530=\"S\",VLOOKUP($D530,'DER Output'!$S$18:$W$41,2,FALSE),VLOOKUP($D530,'DER Output'!$S$18:$W$41,3,FALSE))","v":0.19782039092133938},{"$f":"IF($C530=\"S\",VLOOKUP($D530,'DER Output'!$S$18:$W$41,4,FALSE),VLOOKUP($D530,'DER Output'!$S$18:$W$41,5,FALSE))","v":0.19782039092133938},{"$f":"IF($C530=\"S\",VLOOKUP($D530,'DER Output'!$S$18:$W$41,4,FALSE),VLOOKUP($D530,'DER Output'!$S$18:$W$41,5,FALSE))","v":0.19782039092133938},{"$f":"IF($C530=\"S\",VLOOKUP($D530,'DER Output'!$S$18:$W$41,4,FALSE),VLOOKUP($D530,'DER Output'!$S$18:$W$41,5,FALSE))","v":0.19782039092133938},{"$f":"IF($C530=\"S\",VLOOKUP($D530,'DER Output'!$S$18:$W$41,4,FALSE),VLOOKUP($D530,'DER Output'!$S$18:$W$41,5,FALSE))","v":0.19782039092133938},{"$f":"IFERROR(IF(OR(C530=\"S\",C530=\"D\"),VLOOKUP(B530,'Seasonal Customer Count'!$B:$I,4,FALSE),IF(C530=\"W\",VLOOKUP(B530,'Seasonal Customer Count'!$B:$P,12,FALSE),\"Check\")),0)","v":2},{"$f":"IFERROR(IF(OR(C530=\"S\",C530=\"D\"),VLOOKUP(B530,'Seasonal Customer Count'!$B:$P,5,FALSE),IF(C530=\"W\",VLOOKUP(B530,'Seasonal Customer Count'!$B:$P,13,FALSE),\"Check\")),0)","v":1},{"$f":"IFERROR(IF(OR(C530=\"S\",C530=\"D\"),VLOOKUP(B530,'Seasonal Customer Count'!$B:$P,6,FALSE),IF(C530=\"W\",VLOOKUP(B530,'Seasonal Customer Count'!$B:$P,14,FALSE),\"Check\")),0)","v":0},{"$f":"IFERROR(IF(OR(C530=\"S\",C530=\"D\"),VLOOKUP(B530,'Seasonal Customer Count'!$B:$P,7,FALSE),IF(C530=\"W\",VLOOKUP(B530,'Seasonal Customer Count'!$B:$P,15,FALSE),\"Check\")),0)","v":24},{"$f":"IFERROR(IF(OR(C530=\"S\",C530=\"D\"),VLOOKUP(B530,'Seasonal Customer Count'!$B:$P,8,FALSE),IF(C530=\"W\",VLOOKUP(B530,'Seasonal Customer Count'!$B:$P,16,FALSE),\"Check\")),0)","v":0},{"$f":"Summary!$D$8*(K530*'Average Project Size'!$F$6+L530*'Average Project Size'!$F$7+M530*'Average Project Size'!$F$8+N530*'Average Project Size'!$F$10+O530*'Average Project Size'!$F$9)/1000","v":7.0605106119755581E-2},{"$f":"Summary!$D$8*(K530*F530*'Average Project Size'!$F$6+L530*G530*'Average Project Size'!$F$7+M530*H530*'Average Project Size'!$F$8+N530*I530*'Average Project Size'!$F$10+O530*J530*'Average Project Size'!$F$9)/1000","v":1.3967129693652698E-2}]
[null,{"$f":"'Peak Identification'!B529","v":"JNTA12"},{"$f":"'Peak Identification'!D529","v":"W"},{"$f":"'Peak Identification'!E529","v":8},{"$f":"VLOOKUP($D531,'DER Output'!$S$17:$X$41,6,FALSE)","v":0},{"$f":"IF($C531=\"S\",VLOOKUP($D531,'DER Output'!$S$18:$W$41,2,FALSE),VLOOKUP($D531,'DER Output'!$S$18:$W$41,3,FALSE))","v":2.4357194050013426E-2},{"$f":"IF($C531=\"S\",VLOOKUP($D531,'DER Output'!$S$18:$W$41,4,FALSE),VLOOKUP($D531,'DER Output'!$S$18:$W$41,5,FALSE))","v":2.4357194050013426E-2},{"$f":"IF($C531=\"S\",VLOOKUP($D531,'DER Output'!$S$18:$W$41,4,FALSE),VLOOKUP($D531,'DER Output'!$S$18:$W$41,5,FALSE))","v":2.4357194050013426E-2},{"$f":"IF($C531=\"S\",VLOOKUP($D531,'DER Output'!$S$18:$W$41,4,FALSE),VLOOKUP($D531,'DER Output'!$S$18:$W$41,5,FALSE))","v":2.4357194050013426E-2},{"$f":"IF($C531=\"S\",VLOOKUP($D531,'DER Output'!$S$18:$W$41,4,FALSE),VLOOKUP($D531,'DER Output'!$S$18:$W$41,5,FALSE))","v":2.4357194050013426E-2},{"$f":"IFERROR(IF(OR(C531=\"S\",C531=\"D\"),VLOOKUP(B531,'Seasonal Customer Count'!$B:$I,4,FALSE),IF(C531=\"W\",VLOOKUP(B531,'Seasonal Customer Count'!$B:$P,12,FALSE),\"Check\")),0)","v":6},{"$f":"IFERROR(IF(OR(C531=\"S\",C531=\"D\"),VLOOKUP(B531,'Seasonal Customer Count'!$B:$P,5,FALSE),IF(C531=\"W\",VLOOKUP(B531,'Seasonal Customer Count'!$B:$P,13,FALSE),\"Check\")),0)","v":1},{"$f":"IFERROR(IF(OR(C531=\"S\",C531=\"D\"),VLOOKUP(B531,'Seasonal Customer Count'!$B:$P,6,FALSE),IF(C531=\"W\",VLOOKUP(B531,'Seasonal Customer Count'!$B:$P,14,FALSE),\"Check\")),0)","v":0},{"$f":"IFERROR(IF(OR(C531=\"S\",C531=\"D\"),VLOOKUP(B531,'Seasonal Customer Count'!$B:$P,7,FALSE),IF(C531=\"W\",VLOOKUP(B531,'Seasonal Customer Count'!$B:$P,15,FALSE),\"Check\")),0)","v":37},{"$f":"IFERROR(IF(OR(C531=\"S\",C531=\"D\"),VLOOKUP(B531,'Seasonal Customer Count'!$B:$P,8,FALSE),IF(C531=\"W\",VLOOKUP(B531,'Seasonal Customer Count'!$B:$P,16,FALSE),\"Check\")),0)","v":0},{"$f":"Summary!$D$8*(K531*'Average Project Size'!$F$6+L531*'Average Project Size'!$F$7+M531*'Average Project Size'!$F$8+N531*'Average Project Size'!$F$10+O531*'Average Project Size'!$F$9)/1000","v":0.1089257389404712},{"$f":"Summary!$D$8*(K531*F531*'Average Project Size'!$F$6+L531*G531*'Average Project Size'!$F$7+M531*H531*'Average Project Size'!$F$8+N531*I531*'Average Project Size'!$F$10+O531*J531*'Average Project Size'!$F$9)/1000","v":2.6531253604141604E-3}]
[null,{"$f":"'Peak Identification'!B530","v":"JNTA T-061"},{"$f":"'Peak Identification'!D530","v":"S"},{"$f":"'Peak Identification'!E530","v":19},{"$f":"VLOOKUP($D532,'DER Output'!$S$17:$X$41,6,FALSE)","v":0.11066797934994306},{"$f":"IF($C532=\"S\",VLOOKUP($D532,'DER Output'!$S$18:$W$41,2,FALSE),VLOOKUP($D532,'DER Output'!$S$18:$W$41,3,FALSE))","v":7.5840560103576066E-2},{"$f":"IF($C532=\"S\",VLOOKUP($D532,'DER Output'!$S$18:$W$41,4,FALSE),VLOOKUP($D532,'DER Output'!$S$18:$W$41,5,FALSE))","v":7.5840560103576066E-2},{"$f":"IF($C532=\"S\",VLOOKUP($D532,'DER Output'!$S$18:$W$41,4,FALSE),VLOOKUP($D532,'DER Output'!$S$18:$W$41,5,FALSE))","v":7.5840560103576066E-2},{"$f":"IF($C532=\"S\",VLOOKUP($D532,'DER Output'!$S$18:$W$41,4,FALSE),VLOOKUP($D532,'DER Output'!$S$18:$W$41,5,FALSE))","v":7.5840560103576066E-2},{"$f":"IF($C532=\"S\",VLOOKUP($D532,'DER Output'!$S$18:$W$41,4,FALSE),VLOOKUP($D532,'DER Output'!$S$18:$W$41,5,FALSE))","v":7.5840560103576066E-2},{"$f":"IFERROR(IF(OR(C532=\"S\",C532=\"D\"),VLOOKUP(B532,'Seasonal Customer Count'!$B:$I,4,FALSE),IF(C532=\"W\",VLOOKUP(B532,'Seasonal Customer Count'!$B:$P,12,FALSE),\"Check\")),0)","v":71},{"$f":"IFERROR(IF(OR(C532=\"S\",C532=\"D\"),VLOOKUP(B532,'Seasonal Customer Count'!$B:$P,5,FALSE),IF(C532=\"W\",VLOOKUP(B532,'Seasonal Customer Count'!$B:$P,13,FALSE),\"Check\")),0)","v":25},{"$f":"IFERROR(IF(OR(C532=\"S\",C532=\"D\"),VLOOKUP(B532,'Seasonal Customer Count'!$B:$P,6,FALSE),IF(C532=\"W\",VLOOKUP(B532,'Seasonal Customer Count'!$B:$P,14,FALSE),\"Check\")),0)","v":5},{"$f":"IFERROR(IF(OR(C532=\"S\",C532=\"D\"),VLOOKUP(B532,'Seasonal Customer Count'!$B:$P,7,FALSE),IF(C532=\"W\",VLOOKUP(B532,'Seasonal Customer Count'!$B:$P,15,FALSE),\"Check\")),0)","v":0},{"$f":"IFERROR(IF(OR(C532=\"S\",C532=\"D\"),VLOOKUP(B532,'Seasonal Customer Count'!$B:$P,8,FALSE),IF(C532=\"W\",VLOOKUP(B532,'Seasonal Customer Count'!$B:$P,16,FALSE),\"Check\")),0)","v":2},{"$f":"Summary!$D$8*(K532*'Average Project Size'!$F$6+L532*'Average Project Size'!$F$7+M532*'Average Project Size'!$F$8+N532*'Average Project Size'!$F$10+O532*'Average Project Size'!$F$9)/1000","v":6.7877049972921112E-3},{"$f":"Summary!$D$8*(K532*F532*'Average Project Size'!$F$6+L532*G532*'Average Project Size'!$F$7+M532*H532*'Average Project Size'!$F$8+N532*I532*'Average Project Size'!$F$10+O532*J532*'Average Project Size'!$F$9)/1000","v":5.1478334881247586E-4}]
[null,{"$f":"'Peak Identification'!B531","v":"JNVY11"},{"$f":"'Peak Identification'!D531","v":"W"},{"$f":"'Peak Identification'!E531","v":6},{"$f":"VLOOKUP($D533,'DER Output'!$S$17:$X$41,6,FALSE)","v":0},{"$f":"IF($C533=\"S\",VLOOKUP($D533,'DER Output'!$S$18:$W$41,2,FALSE),VLOOKUP($D533,'DER Output'!$S$18:$W$41,3,FALSE))","v":1.8461665586466574E-4},{"$f":"IF($C533=\"S\",VLOOKUP($D533,'DER Output'!$S$18:$W$41,4,FALSE),VLOOKUP($D533,'DER Output'!$S$18:$W$41,5,FALSE))","v":1.8461665586466574E-4},{"$f":"IF($C533=\"S\",VLOOKUP($D533,'DER Output'!$S$18:$W$41,4,FALSE),VLOOKUP($D533,'DER Output'!$S$18:$W$41,5,FALSE))","v":1.8461665586466574E-4},{"$f":"IF($C533=\"S\",VLOOKUP($D533,'DER Output'!$S$18:$W$41,4,FALSE),VLOOKUP($D533,'DER Output'!$S$18:$W$41,5,FALSE))","v":1.8461665586466574E-4},{"$f":"IF($C533=\"S\",VLOOKUP($D533,'DER Output'!$S$18:$W$41,4,FALSE),VLOOKUP($D533,'DER Output'!$S$18:$W$41,5,FALSE))","v":1.8461665586466574E-4},{"$f":"IFERROR(IF(OR(C533=\"S\",C533=\"D\"),VLOOKUP(B533,'Seasonal Customer Count'!$B:$I,4,FALSE),IF(C533=\"W\",VLOOKUP(B533,'Seasonal Customer Count'!$B:$P,12,FALSE),\"Check\")),0)","v":4},{"$f":"IFERROR(IF(OR(C533=\"S\",C533=\"D\"),VLOOKUP(B533,'Seasonal Customer Count'!$B:$P,5,FALSE),IF(C533=\"W\",VLOOKUP(B533,'Seasonal Customer Count'!$B:$P,13,FALSE),\"Check\")),0)","v":13},{"$f":"IFERROR(IF(OR(C533=\"S\",C533=\"D\"),VLOOKUP(B533,'Seasonal Customer Count'!$B:$P,6,FALSE),IF(C533=\"W\",VLOOKUP(B533,'Seasonal Customer Count'!$B:$P,14,FALSE),\"Check\")),0)","v":0},{"$f":"IFERROR(IF(OR(C533=\"S\",C533=\"D\"),VLOOKUP(B533,'Seasonal Customer Count'!$B:$P,7,FALSE),IF(C533=\"W\",VLOOKUP(B533,'Seasonal Customer Count'!$B:$P,15,FALSE),\"Check\")),0)","v":14},{"$f":"IFERROR(IF(OR(C533=\"S\",C533=\"D\"),VLOOKUP(B533,'Seasonal Customer Count'!$B:$P,8,FALSE),IF(C533=\"W\",VLOOKUP(B533,'Seasonal Customer Count'!$B:$P,16,FALSE),\"Check\")),0)","v":0},{"$f":"Summary!$D$8*(K533*'Average Project Size'!$F$6+L533*'Average Project Size'!$F$7+M533*'Average Project Size'!$F$8+N533*'Average Project Size'!$F$10+O533*'Average Project Size'!$F$9)/1000","v":4.2209652309830502E-2},{"$f":"Summary!$D$8*(K533*F533*'Average Project Size'!$F$6+L533*G533*'Average Project Size'!$F$7+M533*H533*'Average Project Size'!$F$8+N533*I533*'Average Project Size'!$F$10+O533*J533*'Average Project Size'!$F$9)/1000","v":7.7926048546511716E-6}]
[null,{"$f":"'Peak Identification'!B532","v":"JNVY12"},{"$f":"'Peak Identification'!D532","v":"W"},{"$f":"'Peak Identification'!E532","v":7},{"$f":"VLOOKUP($D534,'DER Output'!$S$17:$X$41,6,FALSE)","v":0},{"$f":"IF($C534=\"S\",VLOOKUP($D534,'DER Output'!$S$18:$W$41,2,FALSE),VLOOKUP($D534,'DER Output'!$S$18:$W$41,3,FALSE))","v":1.6354374218706029E-3},{"$f":"IF($C534=\"S\",VLOOKUP($D534,'DER Output'!$S$18:$W$41,4,FALSE),VLOOKUP($D534,'DER Output'!$S$18:$W$41,5,FALSE))","v":1.6354374218706029E-3},{"$f":"IF($C534=\"S\",VLOOKUP($D534,'DER Output'!$S$18:$W$41,4,FALSE),VLOOKUP($D534,'DER Output'!$S$18:$W$41,5,FALSE))","v":1.6354374218706029E-3},{"$f":"IF($C534=\"S\",VLOOKUP($D534,'DER Output'!$S$18:$W$41,4,FALSE),VLOOKUP($D534,'DER Output'!$S$18:$W$41,5,FALSE))","v":1.6354374218706029E-3},{"$f":"IF($C534=\"S\",VLOOKUP($D534,'DER Output'!$S$18:$W$41,4,FALSE),VLOOKUP($D534,'DER Output'!$S$18:$W$41,5,FALSE))","v":1.6354374218706029E-3},{"$f":"IFERROR(IF(OR(C534=\"S\",C534=\"D\"),VLOOKUP(B534,'Seasonal Customer Count'!$B:$I,4,FALSE),IF(C534=\"W\",VLOOKUP(B534,'Seasonal Customer Count'!$B:$P,12,FALSE),\"Check\")),0)","v":4},{"$f":"IFERROR(IF(OR(C534=\"S\",C534=\"D\"),VLOOKUP(B534,'Seasonal Customer Count'!$B:$P,5,FALSE),IF(C534=\"W\",VLOOKUP(B534,'Seasonal Customer Count'!$B:$P,13,FALSE),\"Check\")),0)","v":13},{"$f":"IFERROR(IF(OR(C534=\"S\",C534=\"D\"),VLOOKUP(B534,'Seasonal Customer Count'!$B:$P,6,FALSE),IF(C534=\"W\",VLOOKUP(B534,'Seasonal Customer Count'!$B:$P,14,FALSE),\"Check\")),0)","v":0},{"$f":"IFERROR(IF(OR(C534=\"S\",C534=\"D\"),VLOOKUP(B534,'Seasonal Customer Count'!$B:$P,7,FALSE),IF(C534=\"W\",VLOOKUP(B534,'Seasonal Customer Count'!$B:$P,15,FALSE),\"Check\")),0)","v":26},{"$f":"IFERROR(IF(OR(C534=\"S\",C534=\"D\"),VLOOKUP(B534,'Seasonal Customer Count'!$B:$P,8,FALSE),IF(C534=\"W\",VLOOKUP(B534,'Seasonal Customer Count'!$B:$P,16,FALSE),\"Check\")),0)","v":0},{"$f":"Summary!$D$8*(K534*'Average Project Size'!$F$6+L534*'Average Project Size'!$F$7+M534*'Average Project Size'!$F$8+N534*'Average Project Size'!$F$10+O534*'Average Project Size'!$F$9)/1000","v":7.7435784587078504E-2},{"$f":"Summary!$D$8*(K534*F534*'Average Project Size'!$F$6+L534*G534*'Average Project Size'!$F$7+M534*H534*'Average Project Size'!$F$8+N534*I534*'Average Project Size'!$F$10+O534*J534*'Average Project Size'!$F$9)/1000","v":1.2664137990561902E-4}]
[null,{"$f":"'Peak Identification'!B533","v":"JNVY31"},{"$f":"'Peak Identification'!D533","v":"S"},{"$f":"'Peak Identification'!E533","v":17},{"$f":"VLOOKUP($D535,'DER Output'!$S$17:$X$41,6,FALSE)","v":0.19174838710475617},{"$f":"IF($C535=\"S\",VLOOKUP($D535,'DER Output'!$S$18:$W$41,2,FALSE),VLOOKUP($D535,'DER Output'!$S$18:$W$41,3,FALSE))","v":0.30300399777640191},{"$f":"IF($C535=\"S\",VLOOKUP($D535,'DER Output'!$S$18:$W$41,4,FALSE),VLOOKUP($D535,'DER Output'!$S$18:$W$41,5,FALSE))","v":0.30300399777640191},{"$f":"IF($C535=\"S\",VLOOKUP($D535,'DER Output'!$S$18:$W$41,4,FALSE),VLOOKUP($D535,'DER Output'!$S$18:$W$41,5,FALSE))","v":0.30300399777640191},{"$f":"IF($C535=\"S\",VLOOKUP($D535,'DER Output'!$S$18:$W$41,4,FALSE),VLOOKUP($D535,'DER Output'!$S$18:$W$41,5,FALSE))","v":0.30300399777640191},{"$f":"IF($C535=\"S\",VLOOKUP($D535,'DER Output'!$S$18:$W$41,4,FALSE),VLOOKUP($D535,'DER Output'!$S$18:$W$41,5,FALSE))","v":0.30300399777640191},{"$f":"IFERROR(IF(OR(C535=\"S\",C535=\"D\"),VLOOKUP(B535,'Seasonal Customer Count'!$B:$I,4,FALSE),IF(C535=\"W\",VLOOKUP(B535,'Seasonal Customer Count'!$B:$P,12,FALSE),\"Check\")),0)","v":211},{"$f":"IFERROR(IF(OR(C535=\"S\",C535=\"D\"),VLOOKUP(B535,'Seasonal Customer Count'!$B:$P,5,FALSE),IF(C535=\"W\",VLOOKUP(B535,'Seasonal Customer Count'!$B:$P,13,FALSE),\"Check\")),0)","v":51},{"$f":"IFERROR(IF(OR(C535=\"S\",C535=\"D\"),VLOOKUP(B535,'Seasonal Customer Count'!$B:$P,6,FALSE),IF(C535=\"W\",VLOOKUP(B535,'Seasonal Customer Count'!$B:$P,14,FALSE),\"Check\")),0)","v":7},{"$f":"IFERROR(IF(OR(C535=\"S\",C535=\"D\"),VLOOKUP(B535,'Seasonal Customer Count'!$B:$P,7,FALSE),IF(C535=\"W\",VLOOKUP(B535,'Seasonal Customer Count'!$B:$P,15,FALSE),\"Check\")),0)","v":0},{"$f":"IFERROR(IF(OR(C535=\"S\",C535=\"D\"),VLOOKUP(B535,'Seasonal Customer Count'!$B:$P,8,FALSE),IF(C535=\"W\",VLOOKUP(B535,'Seasonal Customer Count'!$B:$P,16,FALSE),\"Check\")),0)","v":56},{"$f":"Summary!$D$8*(K535*'Average Project Size'!$F$6+L535*'Average Project Size'!$F$7+M535*'Average Project Size'!$F$8+N535*'Average Project Size'!$F$10+O535*'Average Project Size'!$F$9)/1000","v":4.8948877438156839E-2},{"$f":"Summary!$D$8*(K535*F535*'Average Project Size'!$F$6+L535*G535*'Average Project Size'!$F$7+M535*H535*'Average Project Size'!$F$8+N535*I535*'Average Project Size'!$F$10+O535*J535*'Average Project Size'!$F$9)/1000","v":1.4831705550428648E-2}]
[null,{"$f":"'Peak Identification'!B534","v":"JNVY T-061"},{"$f":"'Peak Identification'!D534","v":"S"},{"$f":"'Peak Identification'!E534","v":17},{"$f":"VLOOKUP($D536,'DER Output'!$S$17:$X$41,6,FALSE)","v":0.19174838710475617},{"$f":"IF($C536=\"S\",VLOOKUP($D536,'DER Output'!$S$18:$W$41,2,FALSE),VLOOKUP($D536,'DER Output'!$S$18:$W$41,3,FALSE))","v":0.30300399777640191},{"$f":"IF($C536=\"S\",VLOOKUP($D536,'DER Output'!$S$18:$W$41,4,FALSE),VLOOKUP($D536,'DER Output'!$S$18:$W$41,5,FALSE))","v":0.30300399777640191},{"$f":"IF($C536=\"S\",VLOOKUP($D536,'DER Output'!$S$18:$W$41,4,FALSE),VLOOKUP($D536,'DER Output'!$S$18:$W$41,5,FALSE))","v":0.30300399777640191},{"$f":"IF($C536=\"S\",VLOOKUP($D536,'DER Output'!$S$18:$W$41,4,FALSE),VLOOKUP($D536,'DER Output'!$S$18:$W$41,5,FALSE))","v":0.30300399777640191},{"$f":"IF($C536=\"S\",VLOOKUP($D536,'DER Output'!$S$18:$W$41,4,FALSE),VLOOKUP($D536,'DER Output'!$S$18:$W$41,5,FALSE))","v":0.30300399777640191},{"$f":"IFERROR(IF(OR(C536=\"S\",C536=\"D\"),VLOOKUP(B536,'Seasonal Customer Count'!$B:$I,4,FALSE),IF(C536=\"W\",VLOOKUP(B536,'Seasonal Customer Count'!$B:$P,12,FALSE),\"Check\")),0)","v":211},{"$f":"IFERROR(IF(OR(C536=\"S\",C536=\"D\"),VLOOKUP(B536,'Seasonal Customer Count'!$B:$P,5,FALSE),IF(C536=\"W\",VLOOKUP(B536,'Seasonal Customer Count'!$B:$P,13,FALSE),\"Check\")),0)","v":51},{"$f":"IFERROR(IF(OR(C536=\"S\",C536=\"D\"),VLOOKUP(B536,'Seasonal Customer Count'!$B:$P,6,FALSE),IF(C536=\"W\",VLOOKUP(B536,'Seasonal Customer Count'!$B:$P,14,FALSE),\"Check\")),0)","v":7},{"$f":"IFERROR(IF(OR(C536=\"S\",C536=\"D\"),VLOOKUP(B536,'Seasonal Customer Count'!$B:$P,7,FALSE),IF(C536=\"W\",VLOOKUP(B536,'Seasonal Customer Count'!$B:$P,15,FALSE),\"Check\")),0)","v":0},{"$f":"IFERROR(IF(OR(C536=\"S\",C536=\"D\"),VLOOKUP(B536,'Seasonal Customer Count'!$B:$P,8,FALSE),IF(C536=\"W\",VLOOKUP(B536,'Seasonal Customer Count'!$B:$P,16,FALSE),\"Check\")),0)","v":56},{"$f":"Summary!$D$8*(K536*'Average Project Size'!$F$6+L536*'Average Project Size'!$F$7+M536*'Average Project Size'!$F$8+N536*'Average Project Size'!$F$10+O536*'Average Project Size'!$F$9)/1000","v":4.8948877438156839E-2},{"$f":"Summary!$D$8*(K536*F536*'Average Project Size'!$F$6+L536*G536*'Average Project Size'!$F$7+M536*H536*'Average Project Size'!$F$8+N536*I536*'Average Project Size'!$F$10+O536*J536*'Average Project Size'!$F$9)/1000","v":1.4831705550428648E-2}]
[null,{"$f":"'Peak Identification'!B535","v":"JNVY T-062"},{"$f":"'Peak Identification'!D535","v":"W"},{"$f":"'Peak Identification'!E535","v":7},{"$f":"VLOOKUP($D537,'DER Output'!$S$17:$X$41,6,FALSE)","v":0},{"$f":"IF($C537=\"S\",VLOOKUP($D537,'DER Output'!$S$18:$W$41,2,FALSE),VLOOKUP($D537,'DER Output'!$S$18:$W$41,3,FALSE))","v":1.6354374218706029E-3},{"$f":"IF($C537=\"S\",VLOOKUP($D537,'DER Output'!$S$18:$W$41,4,FALSE),VLOOKUP($D537,'DER Output'!$S$18:$W$41,5,FALSE))","v":1.6354374218706029E-3},{"$f":"IF($C537=\"S\",VLOOKUP($D537,'DER Output'!$S$18:$W$41,4,FALSE),VLOOKUP($D537,'DER Output'!$S$18:$W$41,5,FALSE))","v":1.6354374218706029E-3},{"$f":"IF($C537=\"S\",VLOOKUP($D537,'DER Output'!$S$18:$W$41,4,FALSE),VLOOKUP($D537,'DER Output'!$S$18:$W$41,5,FALSE))","v":1.6354374218706029E-3},{"$f":"IF($C537=\"S\",VLOOKUP($D537,'DER Output'!$S$18:$W$41,4,FALSE),VLOOKUP($D537,'DER Output'!$S$18:$W$41,5,FALSE))","v":1.6354374218706029E-3},{"$f":"IFERROR(IF(OR(C537=\"S\",C537=\"D\"),VLOOKUP(B537,'Seasonal Customer Count'!$B:$I,4,FALSE),IF(C537=\"W\",VLOOKUP(B537,'Seasonal Customer Count'!$B:$P,12,FALSE),\"Check\")),0)","v":0},{"$f":"IFERROR(IF(OR(C537=\"S\",C537=\"D\"),VLOOKUP(B537,'Seasonal Customer Count'!$B:$P,5,FALSE),IF(C537=\"W\",VLOOKUP(B537,'Seasonal Customer Count'!$B:$P,13,FALSE),\"Check\")),0)","v":0},{"$f":"IFERROR(IF(OR(C537=\"S\",C537=\"D\"),VLOOKUP(B537,'Seasonal Customer Count'!$B:$P,6,FALSE),IF(C537=\"W\",VLOOKUP(B537,'Seasonal Customer Count'!$B:$P,14,FALSE),\"Check\")),0)","v":0},{"$f":"IFERROR(IF(OR(C537=\"S\",C537=\"D\"),VLOOKUP(B537,'Seasonal Customer Count'!$B:$P,7,FALSE),IF(C537=\"W\",VLOOKUP(B537,'Seasonal Customer Count'!$B:$P,15,FALSE),\"Check\")),0)","v":0},{"$f":"IFERROR(IF(OR(C537=\"S\",C537=\"D\"),VLOOKUP(B537,'Seasonal Customer Count'!$B:$P,8,FALSE),IF(C537=\"W\",VLOOKUP(B537,'Seasonal Customer Count'!$B:$P,16,FALSE),\"Check\")),0)","v":0},{"$f":"Summary!$D$8*(K537*'Average Project Size'!$F$6+L537*'Average Project Size'!$F$7+M537*'Average Project Size'!$F$8+N537*'Average Project Size'!$F$10+O537*'Average Project Size'!$F$9)/1000","v":0},{"$f":"Summary!$D$8*(K537*F537*'Average Project Size'!$F$6+L537*G537*'Average Project Size'!$F$7+M537*H537*'Average Project Size'!$F$8+N537*I537*'Average Project Size'!$F$10+O537*J537*'Average Project Size'!$F$9)/1000","v":0}]
[null,{"$f":"'Peak Identification'!B536","v":"JPLN11"},{"$f":"'Peak Identification'!D536","v":"S"},{"$f":"'Peak Identification'!E536","v":15},{"$f":"VLOOKUP($D538,'DER Output'!$S$17:$X$41,6,FALSE)","v":0.24675324675324678},{"$f":"IF($C538=\"S\",VLOOKUP($D538,'DER Output'!$S$18:$W$41,2,FALSE),VLOOKUP($D538,'DER Output'!$S$18:$W$41,3,FALSE))","v":0.57498529407079435},{"$f":"IF($C538=\"S\",VLOOKUP($D538,'DER Output'!$S$18:$W$41,4,FALSE),VLOOKUP($D538,'DER Output'!$S$18:$W$41,5,FALSE))","v":0.57498529407079435},{"$f":"IF($C538=\"S\",VLOOKUP($D538,'DER Output'!$S$18:$W$41,4,FALSE),VLOOKUP($D538,'DER Output'!$S$18:$W$41,5,FALSE))","v":0.57498529407079435},{"$f":"IF($C538=\"S\",VLOOKUP($D538,'DER Output'!$S$18:$W$41,4,FALSE),VLOOKUP($D538,'DER Output'!$S$18:$W$41,5,FALSE))","v":0.57498529407079435},{"$f":"IF($C538=\"S\",VLOOKUP($D538,'DER Output'!$S$18:$W$41,4,FALSE),VLOOKUP($D538,'DER Output'!$S$18:$W$41,5,FALSE))","v":0.57498529407079435},{"$f":"IFERROR(IF(OR(C538=\"S\",C538=\"D\"),VLOOKUP(B538,'Seasonal Customer Count'!$B:$I,4,FALSE),IF(C538=\"W\",VLOOKUP(B538,'Seasonal Customer Count'!$B:$P,12,FALSE),\"Check\")),0)","v":773},{"$f":"IFERROR(IF(OR(C538=\"S\",C538=\"D\"),VLOOKUP(B538,'Seasonal Customer Count'!$B:$P,5,FALSE),IF(C538=\"W\",VLOOKUP(B538,'Seasonal Customer Count'!$B:$P,13,FALSE),\"Check\")),0)","v":49},{"$f":"IFERROR(IF(OR(C538=\"S\",C538=\"D\"),VLOOKUP(B538,'Seasonal Customer Count'!$B:$P,6,FALSE),IF(C538=\"W\",VLOOKUP(B538,'Seasonal Customer Count'!$B:$P,14,FALSE),\"Check\")),0)","v":103},{"$f":"IFERROR(IF(OR(C538=\"S\",C538=\"D\"),VLOOKUP(B538,'Seasonal Customer Count'!$B:$P,7,FALSE),IF(C538=\"W\",VLOOKUP(B538,'Seasonal Customer Count'!$B:$P,15,FALSE),\"Check\")),0)","v":1},{"$f":"IFERROR(IF(OR(C538=\"S\",C538=\"D\"),VLOOKUP(B538,'Seasonal Customer Count'!$B:$P,8,FALSE),IF(C538=\"W\",VLOOKUP(B538,'Seasonal Customer Count'!$B:$P,16,FALSE),\"Check\")),0)","v":3},{"$f":"Summary!$D$8*(K538*'Average Project Size'!$F$6+L538*'Average Project Size'!$F$7+M538*'Average Project Size'!$F$8+N538*'Average Project Size'!$F$10+O538*'Average Project Size'!$F$9)/1000","v":5.6876528050439516E-2},{"$f":"Summary!$D$8*(K538*F538*'Average Project Size'!$F$6+L538*G538*'Average Project Size'!$F$7+M538*H538*'Average Project Size'!$F$8+N538*I538*'Average Project Size'!$F$10+O538*J538*'Average Project Size'!$F$9)/1000","v":3.270316720680775E-2}]
[null,{"$f":"'Peak Identification'!B537","v":"JPLN12"},{"$f":"'Peak Identification'!D537","v":"S"},{"$f":"'Peak Identification'!E537","v":16},{"$f":"VLOOKUP($D539,'DER Output'!$S$17:$X$41,6,FALSE)","v":0.22644022312513051},{"$f":"IF($C539=\"S\",VLOOKUP($D539,'DER Output'!$S$18:$W$41,2,FALSE),VLOOKUP($D539,'DER Output'!$S$18:$W$41,3,FALSE))","v":0.44781407722569133},{"$f":"IF($C539=\"S\",VLOOKUP($D539,'DER Output'!$S$18:$W$41,4,FALSE),VLOOKUP($D539,'DER Output'!$S$18:$W$41,5,FALSE))","v":0.44781407722569133},{"$f":"IF($C539=\"S\",VLOOKUP($D539,'DER Output'!$S$18:$W$41,4,FALSE),VLOOKUP($D539,'DER Output'!$S$18:$W$41,5,FALSE))","v":0.44781407722569133},{"$f":"IF($C539=\"S\",VLOOKUP($D539,'DER Output'!$S$18:$W$41,4,FALSE),VLOOKUP($D539,'DER Output'!$S$18:$W$41,5,FALSE))","v":0.44781407722569133},{"$f":"IF($C539=\"S\",VLOOKUP($D539,'DER Output'!$S$18:$W$41,4,FALSE),VLOOKUP($D539,'DER Output'!$S$18:$W$41,5,FALSE))","v":0.44781407722569133},{"$f":"IFERROR(IF(OR(C539=\"S\",C539=\"D\"),VLOOKUP(B539,'Seasonal Customer Count'!$B:$I,4,FALSE),IF(C539=\"W\",VLOOKUP(B539,'Seasonal Customer Count'!$B:$P,12,FALSE),\"Check\")),0)","v":987},{"$f":"IFERROR(IF(OR(C539=\"S\",C539=\"D\"),VLOOKUP(B539,'Seasonal Customer Count'!$B:$P,5,FALSE),IF(C539=\"W\",VLOOKUP(B539,'Seasonal Customer Count'!$B:$P,13,FALSE),\"Check\")),0)","v":12},{"$f":"IFERROR(IF(OR(C539=\"S\",C539=\"D\"),VLOOKUP(B539,'Seasonal Customer Count'!$B:$P,6,FALSE),IF(C539=\"W\",VLOOKUP(B539,'Seasonal Customer Count'!$B:$P,14,FALSE),\"Check\")),0)","v":24},{"$f":"IFERROR(IF(OR(C539=\"S\",C539=\"D\"),VLOOKUP(B539,'Seasonal Customer Count'!$B:$P,7,FALSE),IF(C539=\"W\",VLOOKUP(B539,'Seasonal Customer Count'!$B:$P,15,FALSE),\"Check\")),0)","v":2},{"$f":"IFERROR(IF(OR(C539=\"S\",C539=\"D\"),VLOOKUP(B539,'Seasonal Customer Count'!$B:$P,8,FALSE),IF(C539=\"W\",VLOOKUP(B539,'Seasonal Customer Count'!$B:$P,16,FALSE),\"Check\")),0)","v":0},{"$f":"Summary!$D$8*(K539*'Average Project Size'!$F$6+L539*'Average Project Size'!$F$7+M539*'Average Project Size'!$F$8+N539*'Average Project Size'!$F$10+O539*'Average Project Size'!$F$9)/1000","v":5.0109431297890257E-2},{"$f":"Summary!$D$8*(K539*F539*'Average Project Size'!$F$6+L539*G539*'Average Project Size'!$F$7+M539*H539*'Average Project Size'!$F$8+N539*I539*'Average Project Size'!$F$10+O539*J539*'Average Project Size'!$F$9)/1000","v":2.2439708736968902E-2}]
[null,{"$f":"'Peak Identification'!B538","v":"JPLN13"},{"$f":"'Peak Identification'!D538","v":"S"},{"$f":"'Peak Identification'!E538","v":17},{"$f":"VLOOKUP($D540,'DER Output'!$S$17:$X$41,6,FALSE)","v":0.19174838710475617},{"$f":"IF($C540=\"S\",VLOOKUP($D540,'DER Output'!$S$18:$W$41,2,FALSE),VLOOKUP($D540,'DER Output'!$S$18:$W$41,3,FALSE))","v":0.30300399777640191},{"$f":"IF($C540=\"S\",VLOOKUP($D540,'DER Output'!$S$18:$W$41,4,FALSE),VLOOKUP($D540,'DER Output'!$S$18:$W$41,5,FALSE))","v":0.30300399777640191},{"$f":"IF($C540=\"S\",VLOOKUP($D540,'DER Output'!$S$18:$W$41,4,FALSE),VLOOKUP($D540,'DER Output'!$S$18:$W$41,5,FALSE))","v":0.30300399777640191},{"$f":"IF($C540=\"S\",VLOOKUP($D540,'DER Output'!$S$18:$W$41,4,FALSE),VLOOKUP($D540,'DER Output'!$S$18:$W$41,5,FALSE))","v":0.30300399777640191},{"$f":"IF($C540=\"S\",VLOOKUP($D540,'DER Output'!$S$18:$W$41,4,FALSE),VLOOKUP($D540,'DER Output'!$S$18:$W$41,5,FALSE))","v":0.30300399777640191},{"$f":"IFERROR(IF(OR(C540=\"S\",C540=\"D\"),VLOOKUP(B540,'Seasonal Customer Count'!$B:$I,4,FALSE),IF(C540=\"W\",VLOOKUP(B540,'Seasonal Customer Count'!$B:$P,12,FALSE),\"Check\")),0)","v":1190},{"$f":"IFERROR(IF(OR(C540=\"S\",C540=\"D\"),VLOOKUP(B540,'Seasonal Customer Count'!$B:$P,5,FALSE),IF(C540=\"W\",VLOOKUP(B540,'Seasonal Customer Count'!$B:$P,13,FALSE),\"Check\")),0)","v":38},{"$f":"IFERROR(IF(OR(C540=\"S\",C540=\"D\"),VLOOKUP(B540,'Seasonal Customer Count'!$B:$P,6,FALSE),IF(C540=\"W\",VLOOKUP(B540,'Seasonal Customer Count'!$B:$P,14,FALSE),\"Check\")),0)","v":22},{"$f":"IFERROR(IF(OR(C540=\"S\",C540=\"D\"),VLOOKUP(B540,'Seasonal Customer Count'!$B:$P,7,FALSE),IF(C540=\"W\",VLOOKUP(B540,'Seasonal Customer Count'!$B:$P,15,FALSE),\"Check\")),0)","v":0},{"$f":"IFERROR(IF(OR(C540=\"S\",C540=\"D\"),VLOOKUP(B540,'Seasonal Customer Count'!$B:$P,8,FALSE),IF(C540=\"W\",VLOOKUP(B540,'Seasonal Customer Count'!$B:$P,16,FALSE),\"Check\")),0)","v":0},{"$f":"Summary!$D$8*(K540*'Average Project Size'!$F$6+L540*'Average Project Size'!$F$7+M540*'Average Project Size'!$F$8+N540*'Average Project Size'!$F$10+O540*'Average Project Size'!$F$9)/1000","v":5.3870179055405636E-2},{"$f":"Summary!$D$8*(K540*F540*'Average Project Size'!$F$6+L540*G540*'Average Project Size'!$F$7+M540*H540*'Average Project Size'!$F$8+N540*I540*'Average Project Size'!$F$10+O540*J540*'Average Project Size'!$F$9)/1000","v":1.63228796147185E-2}]
[null,{"$f":"'Peak Identification'!B539","v":"JPLN14"},{"$f":"'Peak Identification'!D539","v":"S"},{"$f":"'Peak Identification'!E539","v":15},{"$f":"VLOOKUP($D541,'DER Output'!$S$17:$X$41,6,FALSE)","v":0.24675324675324678},{"$f":"IF($C541=\"S\",VLOOKUP($D541,'DER Output'!$S$18:$W$41,2,FALSE),VLOOKUP($D541,'DER Output'!$S$18:$W$41,3,FALSE))","v":0.57498529407079435},{"$f":"IF($C541=\"S\",VLOOKUP($D541,'DER Output'!$S$18:$W$41,4,FALSE),VLOOKUP($D541,'DER Output'!$S$18:$W$41,5,FALSE))","v":0.57498529407079435},{"$f":"IF($C541=\"S\",VLOOKUP($D541,'DER Output'!$S$18:$W$41,4,FALSE),VLOOKUP($D541,'DER Output'!$S$18:$W$41,5,FALSE))","v":0.57498529407079435},{"$f":"IF($C541=\"S\",VLOOKUP($D541,'DER Output'!$S$18:$W$41,4,FALSE),VLOOKUP($D541,'DER Output'!$S$18:$W$41,5,FALSE))","v":0.57498529407079435},{"$f":"IF($C541=\"S\",VLOOKUP($D541,'DER Output'!$S$18:$W$41,4,FALSE),VLOOKUP($D541,'DER Output'!$S$18:$W$41,5,FALSE))","v":0.57498529407079435},{"$f":"IFERROR(IF(OR(C541=\"S\",C541=\"D\"),VLOOKUP(B541,'Seasonal Customer Count'!$B:$I,4,FALSE),IF(C541=\"W\",VLOOKUP(B541,'Seasonal Customer Count'!$B:$P,12,FALSE),\"Check\")),0)","v":0},{"$f":"IFERROR(IF(OR(C541=\"S\",C541=\"D\"),VLOOKUP(B541,'Seasonal Customer Count'!$B:$P,5,FALSE),IF(C541=\"W\",VLOOKUP(B541,'Seasonal Customer Count'!$B:$P,13,FALSE),\"Check\")),0)","v":0},{"$f":"IFERROR(IF(OR(C541=\"S\",C541=\"D\"),VLOOKUP(B541,'Seasonal Customer Count'!$B:$P,6,FALSE),IF(C541=\"W\",VLOOKUP(B541,'Seasonal Customer Count'!$B:$P,14,FALSE),\"Check\")),0)","v":0},{"$f":"IFERROR(IF(OR(C541=\"S\",C541=\"D\"),VLOOKUP(B541,'Seasonal Customer Count'!$B:$P,7,FALSE),IF(C541=\"W\",VLOOKUP(B541,'Seasonal Customer Count'!$B:$P,15,FALSE),\"Check\")),0)","v":0},{"$f":"IFERROR(IF(OR(C541=\"S\",C541=\"D\"),VLOOKUP(B541,'Seasonal Customer Count'!$B:$P,8,FALSE),IF(C541=\"W\",VLOOKUP(B541,'Seasonal Customer Count'!$B:$P,16,FALSE),\"Check\")),0)","v":0},{"$f":"Summary!$D$8*(K541*'Average Project Size'!$F$6+L541*'Average Project Size'!$F$7+M541*'Average Project Size'!$F$8+N541*'Average Project Size'!$F$10+O541*'Average Project Size'!$F$9)/1000","v":0},{"$f":"Summary!$D$8*(K541*F541*'Average Project Size'!$F$6+L541*G541*'Average Project Size'!$F$7+M541*H541*'Average Project Size'!$F$8+N541*I541*'Average Project Size'!$F$10+O541*J541*'Average Project Size'!$F$9)/1000","v":0}]
[null,{"$f":"'Peak Identification'!B540","v":"JPLN41"},{"$f":"'Peak Identification'!D540","v":"S"},{"$f":"'Peak Identification'!E540","v":17},{"$f":"VLOOKUP($D542,'DER Output'!$S$17:$X$41,6,FALSE)","v":0.19174838710475617},{"$f":"IF($C542=\"S\",VLOOKUP($D542,'DER Output'!$S$18:$W$41,2,FALSE),VLOOKUP($D542,'DER Output'!$S$18:$W$41,3,FALSE))","v":0.30300399777640191},{"$f":"IF($C542=\"S\",VLOOKUP($D542,'DER Output'!$S$18:$W$41,4,FALSE),VLOOKUP($D542,'DER Output'!$S$18:$W$41,5,FALSE))","v":0.30300399777640191},{"$f":"IF($C542=\"S\",VLOOKUP($D542,'DER Output'!$S$18:$W$41,4,FALSE),VLOOKUP($D542,'DER Output'!$S$18:$W$41,5,FALSE))","v":0.30300399777640191},{"$f":"IF($C542=\"S\",VLOOKUP($D542,'DER Output'!$S$18:$W$41,4,FALSE),VLOOKUP($D542,'DER Output'!$S$18:$W$41,5,FALSE))","v":0.30300399777640191},{"$f":"IF($C542=\"S\",VLOOKUP($D542,'DER Output'!$S$18:$W$41,4,FALSE),VLOOKUP($D542,'DER Output'!$S$18:$W$41,5,FALSE))","v":0.30300399777640191},{"$f":"IFERROR(IF(OR(C542=\"S\",C542=\"D\"),VLOOKUP(B542,'Seasonal Customer Count'!$B:$I,4,FALSE),IF(C542=\"W\",VLOOKUP(B542,'Seasonal Customer Count'!$B:$P,12,FALSE),\"Check\")),0)","v":1183},{"$f":"IFERROR(IF(OR(C542=\"S\",C542=\"D\"),VLOOKUP(B542,'Seasonal Customer Count'!$B:$P,5,FALSE),IF(C542=\"W\",VLOOKUP(B542,'Seasonal Customer Count'!$B:$P,13,FALSE),\"Check\")),0)","v":30},{"$f":"IFERROR(IF(OR(C542=\"S\",C542=\"D\"),VLOOKUP(B542,'Seasonal Customer Count'!$B:$P,6,FALSE),IF(C542=\"W\",VLOOKUP(B542,'Seasonal Customer Count'!$B:$P,14,FALSE),\"Check\")),0)","v":150},{"$f":"IFERROR(IF(OR(C542=\"S\",C542=\"D\"),VLOOKUP(B542,'Seasonal Customer Count'!$B:$P,7,FALSE),IF(C542=\"W\",VLOOKUP(B542,'Seasonal Customer Count'!$B:$P,15,FALSE),\"Check\")),0)","v":0},{"$f":"IFERROR(IF(OR(C542=\"S\",C542=\"D\"),VLOOKUP(B542,'Seasonal Customer Count'!$B:$P,8,FALSE),IF(C542=\"W\",VLOOKUP(B542,'Seasonal Customer Count'!$B:$P,16,FALSE),\"Check\")),0)","v":0},{"$f":"Summary!$D$8*(K542*'Average Project Size'!$F$6+L542*'Average Project Size'!$F$7+M542*'Average Project Size'!$F$8+N542*'Average Project Size'!$F$10+O542*'Average Project Size'!$F$9)/1000","v":7.5018951306284318E-2},{"$f":"Summary!$D$8*(K542*F542*'Average Project Size'!$F$6+L542*G542*'Average Project Size'!$F$7+M542*H542*'Average Project Size'!$F$8+N542*I542*'Average Project Size'!$F$10+O542*J542*'Average Project Size'!$F$9)/1000","v":2.2731042154797373E-2}]
[null,{"$f":"'Peak Identification'!B541","v":"JPLN42"},{"$f":"'Peak Identification'!D541","v":"S"},{"$f":"'Peak Identification'!E541","v":17},{"$f":"VLOOKUP($D543,'DER Output'!$S$17:$X$41,6,FALSE)","v":0.19174838710475617},{"$f":"IF($C543=\"S\",VLOOKUP($D543,'DER Output'!$S$18:$W$41,2,FALSE),VLOOKUP($D543,'DER Output'!$S$18:$W$41,3,FALSE))","v":0.30300399777640191},{"$f":"IF($C543=\"S\",VLOOKUP($D543,'DER Output'!$S$18:$W$41,4,FALSE),VLOOKUP($D543,'DER Output'!$S$18:$W$41,5,FALSE))","v":0.30300399777640191},{"$f":"IF($C543=\"S\",VLOOKUP($D543,'DER Output'!$S$18:$W$41,4,FALSE),VLOOKUP($D543,'DER Output'!$S$18:$W$41,5,FALSE))","v":0.30300399777640191},{"$f":"IF($C543=\"S\",VLOOKUP($D543,'DER Output'!$S$18:$W$41,4,FALSE),VLOOKUP($D543,'DER Output'!$S$18:$W$41,5,FALSE))","v":0.30300399777640191},{"$f":"IF($C543=\"S\",VLOOKUP($D543,'DER Output'!$S$18:$W$41,4,FALSE),VLOOKUP($D543,'DER Output'!$S$18:$W$41,5,FALSE))","v":0.30300399777640191},{"$f":"IFERROR(IF(OR(C543=\"S\",C543=\"D\"),VLOOKUP(B543,'Seasonal Customer Count'!$B:$I,4,FALSE),IF(C543=\"W\",VLOOKUP(B543,'Seasonal Customer Count'!$B:$P,12,FALSE),\"Check\")),0)","v":2423},{"$f":"IFERROR(IF(OR(C543=\"S\",C543=\"D\"),VLOOKUP(B543,'Seasonal Customer Count'!$B:$P,5,FALSE),IF(C543=\"W\",VLOOKUP(B543,'Seasonal Customer Count'!$B:$P,13,FALSE),\"Check\")),0)","v":50},{"$f":"IFERROR(IF(OR(C543=\"S\",C543=\"D\"),VLOOKUP(B543,'Seasonal Customer Count'!$B:$P,6,FALSE),IF(C543=\"W\",VLOOKUP(B543,'Seasonal Customer Count'!$B:$P,14,FALSE),\"Check\")),0)","v":78},{"$f":"IFERROR(IF(OR(C543=\"S\",C543=\"D\"),VLOOKUP(B543,'Seasonal Customer Count'!$B:$P,7,FALSE),IF(C543=\"W\",VLOOKUP(B543,'Seasonal Customer Count'!$B:$P,15,FALSE),\"Check\")),0)","v":1},{"$f":"IFERROR(IF(OR(C543=\"S\",C543=\"D\"),VLOOKUP(B543,'Seasonal Customer Count'!$B:$P,8,FALSE),IF(C543=\"W\",VLOOKUP(B543,'Seasonal Customer Count'!$B:$P,16,FALSE),\"Check\")),0)","v":1},{"$f":"Summary!$D$8*(K543*'Average Project Size'!$F$6+L543*'Average Project Size'!$F$7+M543*'Average Project Size'!$F$8+N543*'Average Project Size'!$F$10+O543*'Average Project Size'!$F$9)/1000","v":0.11696142825409558},{"$f":"Summary!$D$8*(K543*F543*'Average Project Size'!$F$6+L543*G543*'Average Project Size'!$F$7+M543*H543*'Average Project Size'!$F$8+N543*I543*'Average Project Size'!$F$10+O543*J543*'Average Project Size'!$F$9)/1000","v":3.5439780346628764E-2}]
[null,{"$f":"'Peak Identification'!B542","v":"JPLN T-131"},{"$f":"'Peak Identification'!D542","v":"S"},{"$f":"'Peak Identification'!E542","v":16},{"$f":"VLOOKUP($D544,'DER Output'!$S$17:$X$41,6,FALSE)","v":0.22644022312513051},{"$f":"IF($C544=\"S\",VLOOKUP($D544,'DER Output'!$S$18:$W$41,2,FALSE),VLOOKUP($D544,'DER Output'!$S$18:$W$41,3,FALSE))","v":0.44781407722569133},{"$f":"IF($C544=\"S\",VLOOKUP($D544,'DER Output'!$S$18:$W$41,4,FALSE),VLOOKUP($D544,'DER Output'!$S$18:$W$41,5,FALSE))","v":0.44781407722569133},{"$f":"IF($C544=\"S\",VLOOKUP($D544,'DER Output'!$S$18:$W$41,4,FALSE),VLOOKUP($D544,'DER Output'!$S$18:$W$41,5,FALSE))","v":0.44781407722569133},{"$f":"IF($C544=\"S\",VLOOKUP($D544,'DER Output'!$S$18:$W$41,4,FALSE),VLOOKUP($D544,'DER Output'!$S$18:$W$41,5,FALSE))","v":0.44781407722569133},{"$f":"IF($C544=\"S\",VLOOKUP($D544,'DER Output'!$S$18:$W$41,4,FALSE),VLOOKUP($D544,'DER Output'!$S$18:$W$41,5,FALSE))","v":0.44781407722569133},{"$f":"IFERROR(IF(OR(C544=\"S\",C544=\"D\"),VLOOKUP(B544,'Seasonal Customer Count'!$B:$I,4,FALSE),IF(C544=\"W\",VLOOKUP(B544,'Seasonal Customer Count'!$B:$P,12,FALSE),\"Check\")),0)","v":2950},{"$f":"IFERROR(IF(OR(C544=\"S\",C544=\"D\"),VLOOKUP(B544,'Seasonal Customer Count'!$B:$P,5,FALSE),IF(C544=\"W\",VLOOKUP(B544,'Seasonal Customer Count'!$B:$P,13,FALSE),\"Check\")),0)","v":99},{"$f":"IFERROR(IF(OR(C544=\"S\",C544=\"D\"),VLOOKUP(B544,'Seasonal Customer Count'!$B:$P,6,FALSE),IF(C544=\"W\",VLOOKUP(B544,'Seasonal Customer Count'!$B:$P,14,FALSE),\"Check\")),0)","v":149},{"$f":"IFERROR(IF(OR(C544=\"S\",C544=\"D\"),VLOOKUP(B544,'Seasonal Customer Count'!$B:$P,7,FALSE),IF(C544=\"W\",VLOOKUP(B544,'Seasonal Customer Count'!$B:$P,15,FALSE),\"Check\")),0)","v":3},{"$f":"IFERROR(IF(OR(C544=\"S\",C544=\"D\"),VLOOKUP(B544,'Seasonal Customer Count'!$B:$P,8,FALSE),IF(C544=\"W\",VLOOKUP(B544,'Seasonal Customer Count'!$B:$P,16,FALSE),\"Check\")),0)","v":3},{"$f":"Summary!$D$8*(K544*'Average Project Size'!$F$6+L544*'Average Project Size'!$F$7+M544*'Average Project Size'!$F$8+N544*'Average Project Size'!$F$10+O544*'Average Project Size'!$F$9)/1000","v":0.16085613840373536},{"$f":"Summary!$D$8*(K544*F544*'Average Project Size'!$F$6+L544*G544*'Average Project Size'!$F$7+M544*H544*'Average Project Size'!$F$8+N544*I544*'Average Project Size'!$F$10+O544*J544*'Average Project Size'!$F$9)/1000","v":7.2033643185356849E-2}]
[null,{"$f":"'Peak Identification'!B543","v":"JPLN T-132"},{"$f":"'Peak Identification'!D543","v":"S"},{"$f":"'Peak Identification'!E543","v":17},{"$f":"VLOOKUP($D545,'DER Output'!$S$17:$X$41,6,FALSE)","v":0.19174838710475617},{"$f":"IF($C545=\"S\",VLOOKUP($D545,'DER Output'!$S$18:$W$41,2,FALSE),VLOOKUP($D545,'DER Output'!$S$18:$W$41,3,FALSE))","v":0.30300399777640191},{"$f":"IF($C545=\"S\",VLOOKUP($D545,'DER Output'!$S$18:$W$41,4,FALSE),VLOOKUP($D545,'DER Output'!$S$18:$W$41,5,FALSE))","v":0.30300399777640191},{"$f":"IF($C545=\"S\",VLOOKUP($D545,'DER Output'!$S$18:$W$41,4,FALSE),VLOOKUP($D545,'DER Output'!$S$18:$W$41,5,FALSE))","v":0.30300399777640191},{"$f":"IF($C545=\"S\",VLOOKUP($D545,'DER Output'!$S$18:$W$41,4,FALSE),VLOOKUP($D545,'DER Output'!$S$18:$W$41,5,FALSE))","v":0.30300399777640191},{"$f":"IF($C545=\"S\",VLOOKUP($D545,'DER Output'!$S$18:$W$41,4,FALSE),VLOOKUP($D545,'DER Output'!$S$18:$W$41,5,FALSE))","v":0.30300399777640191},{"$f":"IFERROR(IF(OR(C545=\"S\",C545=\"D\"),VLOOKUP(B545,'Seasonal Customer Count'!$B:$I,4,FALSE),IF(C545=\"W\",VLOOKUP(B545,'Seasonal Customer Count'!$B:$P,12,FALSE),\"Check\")),0)","v":3606},{"$f":"IFERROR(IF(OR(C545=\"S\",C545=\"D\"),VLOOKUP(B545,'Seasonal Customer Count'!$B:$P,5,FALSE),IF(C545=\"W\",VLOOKUP(B545,'Seasonal Customer Count'!$B:$P,13,FALSE),\"Check\")),0)","v":80},{"$f":"IFERROR(IF(OR(C545=\"S\",C545=\"D\"),VLOOKUP(B545,'Seasonal Customer Count'!$B:$P,6,FALSE),IF(C545=\"W\",VLOOKUP(B545,'Seasonal Customer Count'!$B:$P,14,FALSE),\"Check\")),0)","v":228},{"$f":"IFERROR(IF(OR(C545=\"S\",C545=\"D\"),VLOOKUP(B545,'Seasonal Customer Count'!$B:$P,7,FALSE),IF(C545=\"W\",VLOOKUP(B545,'Seasonal Customer Count'!$B:$P,15,FALSE),\"Check\")),0)","v":1},{"$f":"IFERROR(IF(OR(C545=\"S\",C545=\"D\"),VLOOKUP(B545,'Seasonal Customer Count'!$B:$P,8,FALSE),IF(C545=\"W\",VLOOKUP(B545,'Seasonal Customer Count'!$B:$P,16,FALSE),\"Check\")),0)","v":1},{"$f":"Summary!$D$8*(K545*'Average Project Size'!$F$6+L545*'Average Project Size'!$F$7+M545*'Average Project Size'!$F$8+N545*'Average Project Size'!$F$10+O545*'Average Project Size'!$F$9)/1000","v":0.19198037956037994},{"$f":"Summary!$D$8*(K545*F545*'Average Project Size'!$F$6+L545*G545*'Average Project Size'!$F$7+M545*H545*'Average Project Size'!$F$8+N545*I545*'Average Project Size'!$F$10+O545*J545*'Average Project Size'!$F$9)/1000","v":5.8170822501426148E-2}]
[null,{"$f":"'Peak Identification'!B544","v":"JROM11"},{"$f":"'Peak Identification'!D544","v":"W"},{"$f":"'Peak Identification'!E544","v":10},{"$f":"VLOOKUP($D546,'DER Output'!$S$17:$X$41,6,FALSE)","v":0},{"$f":"IF($C546=\"S\",VLOOKUP($D546,'DER Output'!$S$18:$W$41,2,FALSE),VLOOKUP($D546,'DER Output'!$S$18:$W$41,3,FALSE))","v":0.19782039092133938},{"$f":"IF($C546=\"S\",VLOOKUP($D546,'DER Output'!$S$18:$W$41,4,FALSE),VLOOKUP($D546,'DER Output'!$S$18:$W$41,5,FALSE))","v":0.19782039092133938},{"$f":"IF($C546=\"S\",VLOOKUP($D546,'DER Output'!$S$18:$W$41,4,FALSE),VLOOKUP($D546,'DER Output'!$S$18:$W$41,5,FALSE))","v":0.19782039092133938},{"$f":"IF($C546=\"S\",VLOOKUP($D546,'DER Output'!$S$18:$W$41,4,FALSE),VLOOKUP($D546,'DER Output'!$S$18:$W$41,5,FALSE))","v":0.19782039092133938},{"$f":"IF($C546=\"S\",VLOOKUP($D546,'DER Output'!$S$18:$W$41,4,FALSE),VLOOKUP($D546,'DER Output'!$S$18:$W$41,5,FALSE))","v":0.19782039092133938},{"$f":"IFERROR(IF(OR(C546=\"S\",C546=\"D\"),VLOOKUP(B546,'Seasonal Customer Count'!$B:$I,4,FALSE),IF(C546=\"W\",VLOOKUP(B546,'Seasonal Customer Count'!$B:$P,12,FALSE),\"Check\")),0)","v":166},{"$f":"IFERROR(IF(OR(C546=\"S\",C546=\"D\"),VLOOKUP(B546,'Seasonal Customer Count'!$B:$P,5,FALSE),IF(C546=\"W\",VLOOKUP(B546,'Seasonal Customer Count'!$B:$P,13,FALSE),\"Check\")),0)","v":196},{"$f":"IFERROR(IF(OR(C546=\"S\",C546=\"D\"),VLOOKUP(B546,'Seasonal Customer Count'!$B:$P,6,FALSE),IF(C546=\"W\",VLOOKUP(B546,'Seasonal Customer Count'!$B:$P,14,FALSE),\"Check\")),0)","v":0},{"$f":"IFERROR(IF(OR(C546=\"S\",C546=\"D\"),VLOOKUP(B546,'Seasonal Customer Count'!$B:$P,7,FALSE),IF(C546=\"W\",VLOOKUP(B546,'Seasonal Customer Count'!$B:$P,15,FALSE),\"Check\")),0)","v":57},{"$f":"IFERROR(IF(OR(C546=\"S\",C546=\"D\"),VLOOKUP(B546,'Seasonal Customer Count'!$B:$P,8,FALSE),IF(C546=\"W\",VLOOKUP(B546,'Seasonal Customer Count'!$B:$P,16,FALSE),\"Check\")),0)","v":0},{"$f":"Summary!$D$8*(K546*'Average Project Size'!$F$6+L546*'Average Project Size'!$F$7+M546*'Average Project Size'!$F$8+N546*'Average Project Size'!$F$10+O546*'Average Project Size'!$F$9)/1000","v":0.18829816720725925},{"$f":"Summary!$D$8*(K546*F546*'Average Project Size'!$F$6+L546*G546*'Average Project Size'!$F$7+M546*H546*'Average Project Size'!$F$8+N546*I546*'Average Project Size'!$F$10+O546*J546*'Average Project Size'!$F$9)/1000","v":3.7249217046711747E-2}]
[null,{"$f":"'Peak Identification'!B545","v":"JROM12"},{"$f":"'Peak Identification'!D545","v":"S"},{"$f":"'Peak Identification'!E545","v":19},{"$f":"VLOOKUP($D547,'DER Output'!$S$17:$X$41,6,FALSE)","v":0.11066797934994306},{"$f":"IF($C547=\"S\",VLOOKUP($D547,'DER Output'!$S$18:$W$41,2,FALSE),VLOOKUP($D547,'DER Output'!$S$18:$W$41,3,FALSE))","v":7.5840560103576066E-2},{"$f":"IF($C547=\"S\",VLOOKUP($D547,'DER Output'!$S$18:$W$41,4,FALSE),VLOOKUP($D547,'DER Output'!$S$18:$W$41,5,FALSE))","v":7.5840560103576066E-2},{"$f":"IF($C547=\"S\",VLOOKUP($D547,'DER Output'!$S$18:$W$41,4,FALSE),VLOOKUP($D547,'DER Output'!$S$18:$W$41,5,FALSE))","v":7.5840560103576066E-2},{"$f":"IF($C547=\"S\",VLOOKUP($D547,'DER Output'!$S$18:$W$41,4,FALSE),VLOOKUP($D547,'DER Output'!$S$18:$W$41,5,FALSE))","v":7.5840560103576066E-2},{"$f":"IF($C547=\"S\",VLOOKUP($D547,'DER Output'!$S$18:$W$41,4,FALSE),VLOOKUP($D547,'DER Output'!$S$18:$W$41,5,FALSE))","v":7.5840560103576066E-2},{"$f":"IFERROR(IF(OR(C547=\"S\",C547=\"D\"),VLOOKUP(B547,'Seasonal Customer Count'!$B:$I,4,FALSE),IF(C547=\"W\",VLOOKUP(B547,'Seasonal Customer Count'!$B:$P,12,FALSE),\"Check\")),0)","v":1364},{"$f":"IFERROR(IF(OR(C547=\"S\",C547=\"D\"),VLOOKUP(B547,'Seasonal Customer Count'!$B:$P,5,FALSE),IF(C547=\"W\",VLOOKUP(B547,'Seasonal Customer Count'!$B:$P,13,FALSE),\"Check\")),0)","v":33},{"$f":"IFERROR(IF(OR(C547=\"S\",C547=\"D\"),VLOOKUP(B547,'Seasonal Customer Count'!$B:$P,6,FALSE),IF(C547=\"W\",VLOOKUP(B547,'Seasonal Customer Count'!$B:$P,14,FALSE),\"Check\")),0)","v":28},{"$f":"IFERROR(IF(OR(C547=\"S\",C547=\"D\"),VLOOKUP(B547,'Seasonal Customer Count'!$B:$P,7,FALSE),IF(C547=\"W\",VLOOKUP(B547,'Seasonal Customer Count'!$B:$P,15,FALSE),\"Check\")),0)","v":0},{"$f":"IFERROR(IF(OR(C547=\"S\",C547=\"D\"),VLOOKUP(B547,'Seasonal Customer Count'!$B:$P,8,FALSE),IF(C547=\"W\",VLOOKUP(B547,'Seasonal Customer Count'!$B:$P,16,FALSE),\"Check\")),0)","v":31},{"$f":"Summary!$D$8*(K547*'Average Project Size'!$F$6+L547*'Average Project Size'!$F$7+M547*'Average Project Size'!$F$8+N547*'Average Project Size'!$F$10+O547*'Average Project Size'!$F$9)/1000","v":8.116827886479977E-2},{"$f":"Summary!$D$8*(K547*F547*'Average Project Size'!$F$6+L547*G547*'Average Project Size'!$F$7+M547*H547*'Average Project Size'!$F$8+N547*I547*'Average Project Size'!$F$10+O547*J547*'Average Project Size'!$F$9)/1000","v":6.1558477317496703E-3}]
[null,{"$f":"'Peak Identification'!B546","v":"JROM13"},{"$f":"'Peak Identification'!D546","v":"W"},{"$f":"'Peak Identification'!E546","v":9},{"$f":"VLOOKUP($D548,'DER Output'!$S$17:$X$41,6,FALSE)","v":0},{"$f":"IF($C548=\"S\",VLOOKUP($D548,'DER Output'!$S$18:$W$41,2,FALSE),VLOOKUP($D548,'DER Output'!$S$18:$W$41,3,FALSE))","v":9.9257193152337234E-2},{"$f":"IF($C548=\"S\",VLOOKUP($D548,'DER Output'!$S$18:$W$41,4,FALSE),VLOOKUP($D548,'DER Output'!$S$18:$W$41,5,FALSE))","v":9.9257193152337234E-2},{"$f":"IF($C548=\"S\",VLOOKUP($D548,'DER Output'!$S$18:$W$41,4,FALSE),VLOOKUP($D548,'DER Output'!$S$18:$W$41,5,FALSE))","v":9.9257193152337234E-2},{"$f":"IF($C548=\"S\",VLOOKUP($D548,'DER Output'!$S$18:$W$41,4,FALSE),VLOOKUP($D548,'DER Output'!$S$18:$W$41,5,FALSE))","v":9.9257193152337234E-2},{"$f":"IF($C548=\"S\",VLOOKUP($D548,'DER Output'!$S$18:$W$41,4,FALSE),VLOOKUP($D548,'DER Output'!$S$18:$W$41,5,FALSE))","v":9.9257193152337234E-2},{"$f":"IFERROR(IF(OR(C548=\"S\",C548=\"D\"),VLOOKUP(B548,'Seasonal Customer Count'!$B:$I,4,FALSE),IF(C548=\"W\",VLOOKUP(B548,'Seasonal Customer Count'!$B:$P,12,FALSE),\"Check\")),0)","v":103},{"$f":"IFERROR(IF(OR(C548=\"S\",C548=\"D\"),VLOOKUP(B548,'Seasonal Customer Count'!$B:$P,5,FALSE),IF(C548=\"W\",VLOOKUP(B548,'Seasonal Customer Count'!$B:$P,13,FALSE),\"Check\")),0)","v":122},{"$f":"IFERROR(IF(OR(C548=\"S\",C548=\"D\"),VLOOKUP(B548,'Seasonal Customer Count'!$B:$P,6,FALSE),IF(C548=\"W\",VLOOKUP(B548,'Seasonal Customer Count'!$B:$P,14,FALSE),\"Check\")),0)","v":0},{"$f":"IFERROR(IF(OR(C548=\"S\",C548=\"D\"),VLOOKUP(B548,'Seasonal Customer Count'!$B:$P,7,FALSE),IF(C548=\"W\",VLOOKUP(B548,'Seasonal Customer Count'!$B:$P,15,FALSE),\"Check\")),0)","v":1},{"$f":"IFERROR(IF(OR(C548=\"S\",C548=\"D\"),VLOOKUP(B548,'Seasonal Customer Count'!$B:$P,8,FALSE),IF(C548=\"W\",VLOOKUP(B548,'Seasonal Customer Count'!$B:$P,16,FALSE),\"Check\")),0)","v":0},{"$f":"Summary!$D$8*(K548*'Average Project Size'!$F$6+L548*'Average Project Size'!$F$7+M548*'Average Project Size'!$F$8+N548*'Average Project Size'!$F$10+O548*'Average Project Size'!$F$9)/1000","v":1.5977801391953955E-2},{"$f":"Summary!$D$8*(K548*F548*'Average Project Size'!$F$6+L548*G548*'Average Project Size'!$F$7+M548*H548*'Average Project Size'!$F$8+N548*I548*'Average Project Size'!$F$10+O548*J548*'Average Project Size'!$F$9)/1000","v":1.5859117189108566E-3}]
[null,{"$f":"'Peak Identification'!B547","v":"JROM14"},{"$f":"'Peak Identification'!D547","v":"W"},{"$f":"'Peak Identification'!E547","v":18},{"$f":"VLOOKUP($D549,'DER Output'!$S$17:$X$41,6,FALSE)","v":0.16032398020038169},{"$f":"IF($C549=\"S\",VLOOKUP($D549,'DER Output'!$S$18:$W$41,2,FALSE),VLOOKUP($D549,'DER Output'!$S$18:$W$41,3,FALSE))","v":5.535976984247182E-4},{"$f":"IF($C549=\"S\",VLOOKUP($D549,'DER Output'!$S$18:$W$41,4,FALSE),VLOOKUP($D549,'DER Output'!$S$18:$W$41,5,FALSE))","v":5.535976984247182E-4},{"$f":"IF($C549=\"S\",VLOOKUP($D549,'DER Output'!$S$18:$W$41,4,FALSE),VLOOKUP($D549,'DER Output'!$S$18:$W$41,5,FALSE))","v":5.535976984247182E-4},{"$f":"IF($C549=\"S\",VLOOKUP($D549,'DER Output'!$S$18:$W$41,4,FALSE),VLOOKUP($D549,'DER Output'!$S$18:$W$41,5,FALSE))","v":5.535976984247182E-4},{"$f":"IF($C549=\"S\",VLOOKUP($D549,'DER Output'!$S$18:$W$41,4,FALSE),VLOOKUP($D549,'DER Output'!$S$18:$W$41,5,FALSE))","v":5.535976984247182E-4},{"$f":"IFERROR(IF(OR(C549=\"S\",C549=\"D\"),VLOOKUP(B549,'Seasonal Customer Count'!$B:$I,4,FALSE),IF(C549=\"W\",VLOOKUP(B549,'Seasonal Customer Count'!$B:$P,12,FALSE),\"Check\")),0)","v":170},{"$f":"IFERROR(IF(OR(C549=\"S\",C549=\"D\"),VLOOKUP(B549,'Seasonal Customer Count'!$B:$P,5,FALSE),IF(C549=\"W\",VLOOKUP(B549,'Seasonal Customer Count'!$B:$P,13,FALSE),\"Check\")),0)","v":110},{"$f":"IFERROR(IF(OR(C549=\"S\",C549=\"D\"),VLOOKUP(B549,'Seasonal Customer Count'!$B:$P,6,FALSE),IF(C549=\"W\",VLOOKUP(B549,'Seasonal Customer Count'!$B:$P,14,FALSE),\"Check\")),0)","v":0},{"$f":"IFERROR(IF(OR(C549=\"S\",C549=\"D\"),VLOOKUP(B549,'Seasonal Customer Count'!$B:$P,7,FALSE),IF(C549=\"W\",VLOOKUP(B549,'Seasonal Customer Count'!$B:$P,15,FALSE),\"Check\")),0)","v":151},{"$f":"IFERROR(IF(OR(C549=\"S\",C549=\"D\"),VLOOKUP(B549,'Seasonal Customer Count'!$B:$P,8,FALSE),IF(C549=\"W\",VLOOKUP(B549,'Seasonal Customer Count'!$B:$P,16,FALSE),\"Check\")),0)","v":0},{"$f":"Summary!$D$8*(K549*'Average Project Size'!$F$6+L549*'Average Project Size'!$F$7+M549*'Average Project Size'!$F$8+N549*'Average Project Size'!$F$10+O549*'Average Project Size'!$F$9)/1000","v":0.45808736766271146},{"$f":"Summary!$D$8*(K549*F549*'Average Project Size'!$F$6+L549*G549*'Average Project Size'!$F$7+M549*H549*'Average Project Size'!$F$8+N549*I549*'Average Project Size'!$F$10+O549*J549*'Average Project Size'!$F$9)/1000","v":2.5359611241551475E-4}]
[null,{"$f":"'Peak Identification'!B548","v":"JROM15"},{"$f":"'Peak Identification'!D548","v":"S"},{"$f":"'Peak Identification'!E548","v":13},{"$f":"VLOOKUP($D550,'DER Output'!$S$17:$X$41,6,FALSE)","v":0.3680214036441018},{"$f":"IF($C550=\"S\",VLOOKUP($D550,'DER Output'!$S$18:$W$41,2,FALSE),VLOOKUP($D550,'DER Output'!$S$18:$W$41,3,FALSE))","v":0.68995601564450493},{"$f":"IF($C550=\"S\",VLOOKUP($D550,'DER Output'!$S$18:$W$41,4,FALSE),VLOOKUP($D550,'DER Output'!$S$18:$W$41,5,FALSE))","v":0.68995601564450493},{"$f":"IF($C550=\"S\",VLOOKUP($D550,'DER Output'!$S$18:$W$41,4,FALSE),VLOOKUP($D550,'DER Output'!$S$18:$W$41,5,FALSE))","v":0.68995601564450493},{"$f":"IF($C550=\"S\",VLOOKUP($D550,'DER Output'!$S$18:$W$41,4,FALSE),VLOOKUP($D550,'DER Output'!$S$18:$W$41,5,FALSE))","v":0.68995601564450493},{"$f":"IF($C550=\"S\",VLOOKUP($D550,'DER Output'!$S$18:$W$41,4,FALSE),VLOOKUP($D550,'DER Output'!$S$18:$W$41,5,FALSE))","v":0.68995601564450493},{"$f":"IFERROR(IF(OR(C550=\"S\",C550=\"D\"),VLOOKUP(B550,'Seasonal Customer Count'!$B:$I,4,FALSE),IF(C550=\"W\",VLOOKUP(B550,'Seasonal Customer Count'!$B:$P,12,FALSE),\"Check\")),0)","v":0},{"$f":"IFERROR(IF(OR(C550=\"S\",C550=\"D\"),VLOOKUP(B550,'Seasonal Customer Count'!$B:$P,5,FALSE),IF(C550=\"W\",VLOOKUP(B550,'Seasonal Customer Count'!$B:$P,13,FALSE),\"Check\")),0)","v":1},{"$f":"IFERROR(IF(OR(C550=\"S\",C550=\"D\"),VLOOKUP(B550,'Seasonal Customer Count'!$B:$P,6,FALSE),IF(C550=\"W\",VLOOKUP(B550,'Seasonal Customer Count'!$B:$P,14,FALSE),\"Check\")),0)","v":11},{"$f":"IFERROR(IF(OR(C550=\"S\",C550=\"D\"),VLOOKUP(B550,'Seasonal Customer Count'!$B:$P,7,FALSE),IF(C550=\"W\",VLOOKUP(B550,'Seasonal Customer Count'!$B:$P,15,FALSE),\"Check\")),0)","v":2},{"$f":"IFERROR(IF(OR(C550=\"S\",C550=\"D\"),VLOOKUP(B550,'Seasonal Customer Count'!$B:$P,8,FALSE),IF(C550=\"W\",VLOOKUP(B550,'Seasonal Customer Count'!$B:$P,16,FALSE),\"Check\")),0)","v":2},{"$f":"Summary!$D$8*(K550*'Average Project Size'!$F$6+L550*'Average Project Size'!$F$7+M550*'Average Project Size'!$F$8+N550*'Average Project Size'!$F$10+O550*'Average Project Size'!$F$9)/1000","v":9.1082355954360279E-3},{"$f":"Summary!$D$8*(K550*F550*'Average Project Size'!$F$6+L550*G550*'Average Project Size'!$F$7+M550*H550*'Average Project Size'!$F$8+N550*I550*'Average Project Size'!$F$10+O550*J550*'Average Project Size'!$F$9)/1000","v":6.2842819409784957E-3}]
[null,{"$f":"'Peak Identification'!B549","v":"JROM16"},{"$f":"'Peak Identification'!D549","v":"S"},{"$f":"'Peak Identification'!E549","v":16},{"$f":"VLOOKUP($D551,'DER Output'!$S$17:$X$41,6,FALSE)","v":0.22644022312513051},{"$f":"IF($C551=\"S\",VLOOKUP($D551,'DER Output'!$S$18:$W$41,2,FALSE),VLOOKUP($D551,'DER Output'!$S$18:$W$41,3,FALSE))","v":0.44781407722569133},{"$f":"IF($C551=\"S\",VLOOKUP($D551,'DER Output'!$S$18:$W$41,4,FALSE),VLOOKUP($D551,'DER Output'!$S$18:$W$41,5,FALSE))","v":0.44781407722569133},{"$f":"IF($C551=\"S\",VLOOKUP($D551,'DER Output'!$S$18:$W$41,4,FALSE),VLOOKUP($D551,'DER Output'!$S$18:$W$41,5,FALSE))","v":0.44781407722569133},{"$f":"IF($C551=\"S\",VLOOKUP($D551,'DER Output'!$S$18:$W$41,4,FALSE),VLOOKUP($D551,'DER Output'!$S$18:$W$41,5,FALSE))","v":0.44781407722569133},{"$f":"IF($C551=\"S\",VLOOKUP($D551,'DER Output'!$S$18:$W$41,4,FALSE),VLOOKUP($D551,'DER Output'!$S$18:$W$41,5,FALSE))","v":0.44781407722569133},{"$f":"IFERROR(IF(OR(C551=\"S\",C551=\"D\"),VLOOKUP(B551,'Seasonal Customer Count'!$B:$I,4,FALSE),IF(C551=\"W\",VLOOKUP(B551,'Seasonal Customer Count'!$B:$P,12,FALSE),\"Check\")),0)","v":148},{"$f":"IFERROR(IF(OR(C551=\"S\",C551=\"D\"),VLOOKUP(B551,'Seasonal Customer Count'!$B:$P,5,FALSE),IF(C551=\"W\",VLOOKUP(B551,'Seasonal Customer Count'!$B:$P,13,FALSE),\"Check\")),0)","v":23},{"$f":"IFERROR(IF(OR(C551=\"S\",C551=\"D\"),VLOOKUP(B551,'Seasonal Customer Count'!$B:$P,6,FALSE),IF(C551=\"W\",VLOOKUP(B551,'Seasonal Customer Count'!$B:$P,14,FALSE),\"Check\")),0)","v":43},{"$f":"IFERROR(IF(OR(C551=\"S\",C551=\"D\"),VLOOKUP(B551,'Seasonal Customer Count'!$B:$P,7,FALSE),IF(C551=\"W\",VLOOKUP(B551,'Seasonal Customer Count'!$B:$P,15,FALSE),\"Check\")),0)","v":3},{"$f":"IFERROR(IF(OR(C551=\"S\",C551=\"D\"),VLOOKUP(B551,'Seasonal Customer Count'!$B:$P,8,FALSE),IF(C551=\"W\",VLOOKUP(B551,'Seasonal Customer Count'!$B:$P,16,FALSE),\"Check\")),0)","v":1},{"$f":"Summary!$D$8*(K551*'Average Project Size'!$F$6+L551*'Average Project Size'!$F$7+M551*'Average Project Size'!$F$8+N551*'Average Project Size'!$F$10+O551*'Average Project Size'!$F$9)/1000","v":2.4407404338232252E-2},{"$f":"Summary!$D$8*(K551*F551*'Average Project Size'!$F$6+L551*G551*'Average Project Size'!$F$7+M551*H551*'Average Project Size'!$F$8+N551*I551*'Average Project Size'!$F$10+O551*J551*'Average Project Size'!$F$9)/1000","v":1.092997925119981E-2}]
[null,{"$f":"'Peak Identification'!B550","v":"JROM T-131"},{"$f":"'Peak Identification'!D550","v":"S"},{"$f":"'Peak Identification'!E550","v":18},{"$f":"VLOOKUP($D552,'DER Output'!$S$17:$X$41,6,FALSE)","v":0.16032398020038169},{"$f":"IF($C552=\"S\",VLOOKUP($D552,'DER Output'!$S$18:$W$41,2,FALSE),VLOOKUP($D552,'DER Output'!$S$18:$W$41,3,FALSE))","v":0.17224423800777711},{"$f":"IF($C552=\"S\",VLOOKUP($D552,'DER Output'!$S$18:$W$41,4,FALSE),VLOOKUP($D552,'DER Output'!$S$18:$W$41,5,FALSE))","v":0.17224423800777711},{"$f":"IF($C552=\"S\",VLOOKUP($D552,'DER Output'!$S$18:$W$41,4,FALSE),VLOOKUP($D552,'DER Output'!$S$18:$W$41,5,FALSE))","v":0.17224423800777711},{"$f":"IF($C552=\"S\",VLOOKUP($D552,'DER Output'!$S$18:$W$41,4,FALSE),VLOOKUP($D552,'DER Output'!$S$18:$W$41,5,FALSE))","v":0.17224423800777711},{"$f":"IF($C552=\"S\",VLOOKUP($D552,'DER Output'!$S$18:$W$41,4,FALSE),VLOOKUP($D552,'DER Output'!$S$18:$W$41,5,FALSE))","v":0.17224423800777711},{"$f":"IFERROR(IF(OR(C552=\"S\",C552=\"D\"),VLOOKUP(B552,'Seasonal Customer Count'!$B:$I,4,FALSE),IF(C552=\"W\",VLOOKUP(B552,'Seasonal Customer Count'!$B:$P,12,FALSE),\"Check\")),0)","v":1958},{"$f":"IFERROR(IF(OR(C552=\"S\",C552=\"D\"),VLOOKUP(B552,'Seasonal Customer Count'!$B:$P,5,FALSE),IF(C552=\"W\",VLOOKUP(B552,'Seasonal Customer Count'!$B:$P,13,FALSE),\"Check\")),0)","v":64},{"$f":"IFERROR(IF(OR(C552=\"S\",C552=\"D\"),VLOOKUP(B552,'Seasonal Customer Count'!$B:$P,6,FALSE),IF(C552=\"W\",VLOOKUP(B552,'Seasonal Customer Count'!$B:$P,14,FALSE),\"Check\")),0)","v":85},{"$f":"IFERROR(IF(OR(C552=\"S\",C552=\"D\"),VLOOKUP(B552,'Seasonal Customer Count'!$B:$P,7,FALSE),IF(C552=\"W\",VLOOKUP(B552,'Seasonal Customer Count'!$B:$P,15,FALSE),\"Check\")),0)","v":2},{"$f":"IFERROR(IF(OR(C552=\"S\",C552=\"D\"),VLOOKUP(B552,'Seasonal Customer Count'!$B:$P,8,FALSE),IF(C552=\"W\",VLOOKUP(B552,'Seasonal Customer Count'!$B:$P,16,FALSE),\"Check\")),0)","v":34},{"$f":"Summary!$D$8*(K552*'Average Project Size'!$F$6+L552*'Average Project Size'!$F$7+M552*'Average Project Size'!$F$8+N552*'Average Project Size'!$F$10+O552*'Average Project Size'!$F$9)/1000","v":0.12463409281537231},{"$f":"Summary!$D$8*(K552*F552*'Average Project Size'!$F$6+L552*G552*'Average Project Size'!$F$7+M552*H552*'Average Project Size'!$F$8+N552*I552*'Average Project Size'!$F$10+O552*J552*'Average Project Size'!$F$9)/1000","v":2.1467504346774371E-2}]
[null,{"$f":"'Peak Identification'!B551","v":"JROM T-132"},{"$f":"'Peak Identification'!D551","v":"D"},{"$f":"'Peak Identification'!E551","v":15},{"$f":"VLOOKUP($D553,'DER Output'!$S$17:$X$41,6,FALSE)","v":0.24675324675324678},{"$f":"IF($C553=\"S\",VLOOKUP($D553,'DER Output'!$S$18:$W$41,2,FALSE),VLOOKUP($D553,'DER Output'!$S$18:$W$41,3,FALSE))","v":0.1862014198298606},{"$f":"IF($C553=\"S\",VLOOKUP($D553,'DER Output'!$S$18:$W$41,4,FALSE),VLOOKUP($D553,'DER Output'!$S$18:$W$41,5,FALSE))","v":0.1862014198298606},{"$f":"IF($C553=\"S\",VLOOKUP($D553,'DER Output'!$S$18:$W$41,4,FALSE),VLOOKUP($D553,'DER Output'!$S$18:$W$41,5,FALSE))","v":0.1862014198298606},{"$f":"IF($C553=\"S\",VLOOKUP($D553,'DER Output'!$S$18:$W$41,4,FALSE),VLOOKUP($D553,'DER Output'!$S$18:$W$41,5,FALSE))","v":0.1862014198298606},{"$f":"IF($C553=\"S\",VLOOKUP($D553,'DER Output'!$S$18:$W$41,4,FALSE),VLOOKUP($D553,'DER Output'!$S$18:$W$41,5,FALSE))","v":0.1862014198298606},{"$f":"IFERROR(IF(OR(C553=\"S\",C553=\"D\"),VLOOKUP(B553,'Seasonal Customer Count'!$B:$I,4,FALSE),IF(C553=\"W\",VLOOKUP(B553,'Seasonal Customer Count'!$B:$P,12,FALSE),\"Check\")),0)","v":739},{"$f":"IFERROR(IF(OR(C553=\"S\",C553=\"D\"),VLOOKUP(B553,'Seasonal Customer Count'!$B:$P,5,FALSE),IF(C553=\"W\",VLOOKUP(B553,'Seasonal Customer Count'!$B:$P,13,FALSE),\"Check\")),0)","v":90},{"$f":"IFERROR(IF(OR(C553=\"S\",C553=\"D\"),VLOOKUP(B553,'Seasonal Customer Count'!$B:$P,6,FALSE),IF(C553=\"W\",VLOOKUP(B553,'Seasonal Customer Count'!$B:$P,14,FALSE),\"Check\")),0)","v":145},{"$f":"IFERROR(IF(OR(C553=\"S\",C553=\"D\"),VLOOKUP(B553,'Seasonal Customer Count'!$B:$P,7,FALSE),IF(C553=\"W\",VLOOKUP(B553,'Seasonal Customer Count'!$B:$P,15,FALSE),\"Check\")),0)","v":8},{"$f":"IFERROR(IF(OR(C553=\"S\",C553=\"D\"),VLOOKUP(B553,'Seasonal Customer Count'!$B:$P,8,FALSE),IF(C553=\"W\",VLOOKUP(B553,'Seasonal Customer Count'!$B:$P,16,FALSE),\"Check\")),0)","v":11},{"$f":"Summary!$D$8*(K553*'Average Project Size'!$F$6+L553*'Average Project Size'!$F$7+M553*'Average Project Size'!$F$8+N553*'Average Project Size'!$F$10+O553*'Average Project Size'!$F$9)/1000","v":9.1392414987113826E-2},{"$f":"Summary!$D$8*(K553*F553*'Average Project Size'!$F$6+L553*G553*'Average Project Size'!$F$7+M553*H553*'Average Project Size'!$F$8+N553*I553*'Average Project Size'!$F$10+O553*J553*'Average Project Size'!$F$9)/1000","v":1.7017397432280423E-2}]
[null,{"$f":"'Peak Identification'!B552","v":"KBLY11"},{"$f":"'Peak Identification'!D552","v":"S"},{"$f":"'Peak Identification'!E552","v":18},{"$f":"VLOOKUP($D554,'DER Output'!$S$17:$X$41,6,FALSE)","v":0.16032398020038169},{"$f":"IF($C554=\"S\",VLOOKUP($D554,'DER Output'!$S$18:$W$41,2,FALSE),VLOOKUP($D554,'DER Output'!$S$18:$W$41,3,FALSE))","v":0.17224423800777711},{"$f":"IF($C554=\"S\",VLOOKUP($D554,'DER Output'!$S$18:$W$41,4,FALSE),VLOOKUP($D554,'DER Output'!$S$18:$W$41,5,FALSE))","v":0.17224423800777711},{"$f":"IF($C554=\"S\",VLOOKUP($D554,'DER Output'!$S$18:$W$41,4,FALSE),VLOOKUP($D554,'DER Output'!$S$18:$W$41,5,FALSE))","v":0.17224423800777711},{"$f":"IF($C554=\"S\",VLOOKUP($D554,'DER Output'!$S$18:$W$41,4,FALSE),VLOOKUP($D554,'DER Output'!$S$18:$W$41,5,FALSE))","v":0.17224423800777711},{"$f":"IF($C554=\"S\",VLOOKUP($D554,'DER Output'!$S$18:$W$41,4,FALSE),VLOOKUP($D554,'DER Output'!$S$18:$W$41,5,FALSE))","v":0.17224423800777711},{"$f":"IFERROR(IF(OR(C554=\"S\",C554=\"D\"),VLOOKUP(B554,'Seasonal Customer Count'!$B:$I,4,FALSE),IF(C554=\"W\",VLOOKUP(B554,'Seasonal Customer Count'!$B:$P,12,FALSE),\"Check\")),0)","v":32},{"$f":"IFERROR(IF(OR(C554=\"S\",C554=\"D\"),VLOOKUP(B554,'Seasonal Customer Count'!$B:$P,5,FALSE),IF(C554=\"W\",VLOOKUP(B554,'Seasonal Customer Count'!$B:$P,13,FALSE),\"Check\")),0)","v":4},{"$f":"IFERROR(IF(OR(C554=\"S\",C554=\"D\"),VLOOKUP(B554,'Seasonal Customer Count'!$B:$P,6,FALSE),IF(C554=\"W\",VLOOKUP(B554,'Seasonal Customer Count'!$B:$P,14,FALSE),\"Check\")),0)","v":4},{"$f":"IFERROR(IF(OR(C554=\"S\",C554=\"D\"),VLOOKUP(B554,'Seasonal Customer Count'!$B:$P,7,FALSE),IF(C554=\"W\",VLOOKUP(B554,'Seasonal Customer Count'!$B:$P,15,FALSE),\"Check\")),0)","v":0},{"$f":"IFERROR(IF(OR(C554=\"S\",C554=\"D\"),VLOOKUP(B554,'Seasonal Customer Count'!$B:$P,8,FALSE),IF(C554=\"W\",VLOOKUP(B554,'Seasonal Customer Count'!$B:$P,16,FALSE),\"Check\")),0)","v":8},{"$f":"Summary!$D$8*(K554*'Average Project Size'!$F$6+L554*'Average Project Size'!$F$7+M554*'Average Project Size'!$F$8+N554*'Average Project Size'!$F$10+O554*'Average Project Size'!$F$9)/1000","v":7.3414646247782324E-3},{"$f":"Summary!$D$8*(K554*F554*'Average Project Size'!$F$6+L554*G554*'Average Project Size'!$F$7+M554*H554*'Average Project Size'!$F$8+N554*I554*'Average Project Size'!$F$10+O554*J554*'Average Project Size'!$F$9)/1000","v":1.264524980155978E-3}]
[null,{"$f":"'Peak Identification'!B553","v":"KBLY12"},{"$f":"'Peak Identification'!D553","v":"S"},{"$f":"'Peak Identification'!E553","v":17},{"$f":"VLOOKUP($D555,'DER Output'!$S$17:$X$41,6,FALSE)","v":0.19174838710475617},{"$f":"IF($C555=\"S\",VLOOKUP($D555,'DER Output'!$S$18:$W$41,2,FALSE),VLOOKUP($D555,'DER Output'!$S$18:$W$41,3,FALSE))","v":0.30300399777640191},{"$f":"IF($C555=\"S\",VLOOKUP($D555,'DER Output'!$S$18:$W$41,4,FALSE),VLOOKUP($D555,'DER Output'!$S$18:$W$41,5,FALSE))","v":0.30300399777640191},{"$f":"IF($C555=\"S\",VLOOKUP($D555,'DER Output'!$S$18:$W$41,4,FALSE),VLOOKUP($D555,'DER Output'!$S$18:$W$41,5,FALSE))","v":0.30300399777640191},{"$f":"IF($C555=\"S\",VLOOKUP($D555,'DER Output'!$S$18:$W$41,4,FALSE),VLOOKUP($D555,'DER Output'!$S$18:$W$41,5,FALSE))","v":0.30300399777640191},{"$f":"IF($C555=\"S\",VLOOKUP($D555,'DER Output'!$S$18:$W$41,4,FALSE),VLOOKUP($D555,'DER Output'!$S$18:$W$41,5,FALSE))","v":0.30300399777640191},{"$f":"IFERROR(IF(OR(C555=\"S\",C555=\"D\"),VLOOKUP(B555,'Seasonal Customer Count'!$B:$I,4,FALSE),IF(C555=\"W\",VLOOKUP(B555,'Seasonal Customer Count'!$B:$P,12,FALSE),\"Check\")),0)","v":1064},{"$f":"IFERROR(IF(OR(C555=\"S\",C555=\"D\"),VLOOKUP(B555,'Seasonal Customer Count'!$B:$P,5,FALSE),IF(C555=\"W\",VLOOKUP(B555,'Seasonal Customer Count'!$B:$P,13,FALSE),\"Check\")),0)","v":52},{"$f":"IFERROR(IF(OR(C555=\"S\",C555=\"D\"),VLOOKUP(B555,'Seasonal Customer Count'!$B:$P,6,FALSE),IF(C555=\"W\",VLOOKUP(B555,'Seasonal Customer Count'!$B:$P,14,FALSE),\"Check\")),0)","v":60},{"$f":"IFERROR(IF(OR(C555=\"S\",C555=\"D\"),VLOOKUP(B555,'Seasonal Customer Count'!$B:$P,7,FALSE),IF(C555=\"W\",VLOOKUP(B555,'Seasonal Customer Count'!$B:$P,15,FALSE),\"Check\")),0)","v":0},{"$f":"IFERROR(IF(OR(C555=\"S\",C555=\"D\"),VLOOKUP(B555,'Seasonal Customer Count'!$B:$P,8,FALSE),IF(C555=\"W\",VLOOKUP(B555,'Seasonal Customer Count'!$B:$P,16,FALSE),\"Check\")),0)","v":23},{"$f":"Summary!$D$8*(K555*'Average Project Size'!$F$6+L555*'Average Project Size'!$F$7+M555*'Average Project Size'!$F$8+N555*'Average Project Size'!$F$10+O555*'Average Project Size'!$F$9)/1000","v":7.1052868053986001E-2},{"$f":"Summary!$D$8*(K555*F555*'Average Project Size'!$F$6+L555*G555*'Average Project Size'!$F$7+M555*H555*'Average Project Size'!$F$8+N555*I555*'Average Project Size'!$F$10+O555*J555*'Average Project Size'!$F$9)/1000","v":2.1529303073836954E-2}]
[null,{"$f":"'Peak Identification'!B554","v":"KBLY13"},{"$f":"'Peak Identification'!D554","v":"S"},{"$f":"'Peak Identification'!E554","v":18},{"$f":"VLOOKUP($D556,'DER Output'!$S$17:$X$41,6,FALSE)","v":0.16032398020038169},{"$f":"IF($C556=\"S\",VLOOKUP($D556,'DER Output'!$S$18:$W$41,2,FALSE),VLOOKUP($D556,'DER Output'!$S$18:$W$41,3,FALSE))","v":0.17224423800777711},{"$f":"IF($C556=\"S\",VLOOKUP($D556,'DER Output'!$S$18:$W$41,4,FALSE),VLOOKUP($D556,'DER Output'!$S$18:$W$41,5,FALSE))","v":0.17224423800777711},{"$f":"IF($C556=\"S\",VLOOKUP($D556,'DER Output'!$S$18:$W$41,4,FALSE),VLOOKUP($D556,'DER Output'!$S$18:$W$41,5,FALSE))","v":0.17224423800777711},{"$f":"IF($C556=\"S\",VLOOKUP($D556,'DER Output'!$S$18:$W$41,4,FALSE),VLOOKUP($D556,'DER Output'!$S$18:$W$41,5,FALSE))","v":0.17224423800777711},{"$f":"IF($C556=\"S\",VLOOKUP($D556,'DER Output'!$S$18:$W$41,4,FALSE),VLOOKUP($D556,'DER Output'!$S$18:$W$41,5,FALSE))","v":0.17224423800777711},{"$f":"IFERROR(IF(OR(C556=\"S\",C556=\"D\"),VLOOKUP(B556,'Seasonal Customer Count'!$B:$I,4,FALSE),IF(C556=\"W\",VLOOKUP(B556,'Seasonal Customer Count'!$B:$P,12,FALSE),\"Check\")),0)","v":0},{"$f":"IFERROR(IF(OR(C556=\"S\",C556=\"D\"),VLOOKUP(B556,'Seasonal Customer Count'!$B:$P,5,FALSE),IF(C556=\"W\",VLOOKUP(B556,'Seasonal Customer Count'!$B:$P,13,FALSE),\"Check\")),0)","v":0},{"$f":"IFERROR(IF(OR(C556=\"S\",C556=\"D\"),VLOOKUP(B556,'Seasonal Customer Count'!$B:$P,6,FALSE),IF(C556=\"W\",VLOOKUP(B556,'Seasonal Customer Count'!$B:$P,14,FALSE),\"Check\")),0)","v":0},{"$f":"IFERROR(IF(OR(C556=\"S\",C556=\"D\"),VLOOKUP(B556,'Seasonal Customer Count'!$B:$P,7,FALSE),IF(C556=\"W\",VLOOKUP(B556,'Seasonal Customer Count'!$B:$P,15,FALSE),\"Check\")),0)","v":1},{"$f":"IFERROR(IF(OR(C556=\"S\",C556=\"D\"),VLOOKUP(B556,'Seasonal Customer Count'!$B:$P,8,FALSE),IF(C556=\"W\",VLOOKUP(B556,'Seasonal Customer Count'!$B:$P,16,FALSE),\"Check\")),0)","v":0},{"$f":"Summary!$D$8*(K556*'Average Project Size'!$F$6+L556*'Average Project Size'!$F$7+M556*'Average Project Size'!$F$8+N556*'Average Project Size'!$F$10+O556*'Average Project Size'!$F$9)/1000","v":2.9355110231040001E-3},{"$f":"Summary!$D$8*(K556*F556*'Average Project Size'!$F$6+L556*G556*'Average Project Size'!$F$7+M556*H556*'Average Project Size'!$F$8+N556*I556*'Average Project Size'!$F$10+O556*J556*'Average Project Size'!$F$9)/1000","v":5.0562485933797869E-4}]
[null,{"$f":"'Peak Identification'!B555","v":"KBLY14"},{"$f":"'Peak Identification'!D555","v":"S"},{"$f":"'Peak Identification'!E555","v":7},{"$f":"VLOOKUP($D557,'DER Output'!$S$17:$X$41,6,FALSE)","v":0},{"$f":"IF($C557=\"S\",VLOOKUP($D557,'DER Output'!$S$18:$W$41,2,FALSE),VLOOKUP($D557,'DER Output'!$S$18:$W$41,3,FALSE))","v":5.8404671396556272E-2},{"$f":"IF($C557=\"S\",VLOOKUP($D557,'DER Output'!$S$18:$W$41,4,FALSE),VLOOKUP($D557,'DER Output'!$S$18:$W$41,5,FALSE))","v":5.8404671396556272E-2},{"$f":"IF($C557=\"S\",VLOOKUP($D557,'DER Output'!$S$18:$W$41,4,FALSE),VLOOKUP($D557,'DER Output'!$S$18:$W$41,5,FALSE))","v":5.8404671396556272E-2},{"$f":"IF($C557=\"S\",VLOOKUP($D557,'DER Output'!$S$18:$W$41,4,FALSE),VLOOKUP($D557,'DER Output'!$S$18:$W$41,5,FALSE))","v":5.8404671396556272E-2},{"$f":"IF($C557=\"S\",VLOOKUP($D557,'DER Output'!$S$18:$W$41,4,FALSE),VLOOKUP($D557,'DER Output'!$S$18:$W$41,5,FALSE))","v":5.8404671396556272E-2},{"$f":"IFERROR(IF(OR(C557=\"S\",C557=\"D\"),VLOOKUP(B557,'Seasonal Customer Count'!$B:$I,4,FALSE),IF(C557=\"W\",VLOOKUP(B557,'Seasonal Customer Count'!$B:$P,12,FALSE),\"Check\")),0)","v":0},{"$f":"IFERROR(IF(OR(C557=\"S\",C557=\"D\"),VLOOKUP(B557,'Seasonal Customer Count'!$B:$P,5,FALSE),IF(C557=\"W\",VLOOKUP(B557,'Seasonal Customer Count'!$B:$P,13,FALSE),\"Check\")),0)","v":1},{"$f":"IFERROR(IF(OR(C557=\"S\",C557=\"D\"),VLOOKUP(B557,'Seasonal Customer Count'!$B:$P,6,FALSE),IF(C557=\"W\",VLOOKUP(B557,'Seasonal Customer Count'!$B:$P,14,FALSE),\"Check\")),0)","v":0},{"$f":"IFERROR(IF(OR(C557=\"S\",C557=\"D\"),VLOOKUP(B557,'Seasonal Customer Count'!$B:$P,7,FALSE),IF(C557=\"W\",VLOOKUP(B557,'Seasonal Customer Count'!$B:$P,15,FALSE),\"Check\")),0)","v":1},{"$f":"IFERROR(IF(OR(C557=\"S\",C557=\"D\"),VLOOKUP(B557,'Seasonal Customer Count'!$B:$P,8,FALSE),IF(C557=\"W\",VLOOKUP(B557,'Seasonal Customer Count'!$B:$P,16,FALSE),\"Check\")),0)","v":0},{"$f":"Summary!$D$8*(K557*'Average Project Size'!$F$6+L557*'Average Project Size'!$F$7+M557*'Average Project Size'!$F$8+N557*'Average Project Size'!$F$10+O557*'Average Project Size'!$F$9)/1000","v":3.0088578281817599E-3},{"$f":"Summary!$D$8*(K557*F557*'Average Project Size'!$F$6+L557*G557*'Average Project Size'!$F$7+M557*H557*'Average Project Size'!$F$8+N557*I557*'Average Project Size'!$F$10+O557*J557*'Average Project Size'!$F$9)/1000","v":1.7573135273391165E-4}]
[null,{"$f":"'Peak Identification'!B556","v":"KBLY T-131"},{"$f":"'Peak Identification'!D556","v":"S"},{"$f":"'Peak Identification'!E556","v":18},{"$f":"VLOOKUP($D558,'DER Output'!$S$17:$X$41,6,FALSE)","v":0.16032398020038169},{"$f":"IF($C558=\"S\",VLOOKUP($D558,'DER Output'!$S$18:$W$41,2,FALSE),VLOOKUP($D558,'DER Output'!$S$18:$W$41,3,FALSE))","v":0.17224423800777711},{"$f":"IF($C558=\"S\",VLOOKUP($D558,'DER Output'!$S$18:$W$41,4,FALSE),VLOOKUP($D558,'DER Output'!$S$18:$W$41,5,FALSE))","v":0.17224423800777711},{"$f":"IF($C558=\"S\",VLOOKUP($D558,'DER Output'!$S$18:$W$41,4,FALSE),VLOOKUP($D558,'DER Output'!$S$18:$W$41,5,FALSE))","v":0.17224423800777711},{"$f":"IF($C558=\"S\",VLOOKUP($D558,'DER Output'!$S$18:$W$41,4,FALSE),VLOOKUP($D558,'DER Output'!$S$18:$W$41,5,FALSE))","v":0.17224423800777711},{"$f":"IF($C558=\"S\",VLOOKUP($D558,'DER Output'!$S$18:$W$41,4,FALSE),VLOOKUP($D558,'DER Output'!$S$18:$W$41,5,FALSE))","v":0.17224423800777711},{"$f":"IFERROR(IF(OR(C558=\"S\",C558=\"D\"),VLOOKUP(B558,'Seasonal Customer Count'!$B:$I,4,FALSE),IF(C558=\"W\",VLOOKUP(B558,'Seasonal Customer Count'!$B:$P,12,FALSE),\"Check\")),0)","v":1096},{"$f":"IFERROR(IF(OR(C558=\"S\",C558=\"D\"),VLOOKUP(B558,'Seasonal Customer Count'!$B:$P,5,FALSE),IF(C558=\"W\",VLOOKUP(B558,'Seasonal Customer Count'!$B:$P,13,FALSE),\"Check\")),0)","v":57},{"$f":"IFERROR(IF(OR(C558=\"S\",C558=\"D\"),VLOOKUP(B558,'Seasonal Customer Count'!$B:$P,6,FALSE),IF(C558=\"W\",VLOOKUP(B558,'Seasonal Customer Count'!$B:$P,14,FALSE),\"Check\")),0)","v":64},{"$f":"IFERROR(IF(OR(C558=\"S\",C558=\"D\"),VLOOKUP(B558,'Seasonal Customer Count'!$B:$P,7,FALSE),IF(C558=\"W\",VLOOKUP(B558,'Seasonal Customer Count'!$B:$P,15,FALSE),\"Check\")),0)","v":2},{"$f":"IFERROR(IF(OR(C558=\"S\",C558=\"D\"),VLOOKUP(B558,'Seasonal Customer Count'!$B:$P,8,FALSE),IF(C558=\"W\",VLOOKUP(B558,'Seasonal Customer Count'!$B:$P,16,FALSE),\"Check\")),0)","v":31},{"$f":"Summary!$D$8*(K558*'Average Project Size'!$F$6+L558*'Average Project Size'!$F$7+M558*'Average Project Size'!$F$8+N558*'Average Project Size'!$F$10+O558*'Average Project Size'!$F$9)/1000","v":8.4338701530049978E-2},{"$f":"Summary!$D$8*(K558*F558*'Average Project Size'!$F$6+L558*G558*'Average Project Size'!$F$7+M558*H558*'Average Project Size'!$F$8+N558*I558*'Average Project Size'!$F$10+O558*J558*'Average Project Size'!$F$9)/1000","v":1.4526855379608808E-2}]
[null,{"$f":"'Peak Identification'!B557","v":"KCHM11"},{"$f":"'Peak Identification'!D557","v":"W"},{"$f":"'Peak Identification'!E557","v":9},{"$f":"VLOOKUP($D559,'DER Output'!$S$17:$X$41,6,FALSE)","v":0},{"$f":"IF($C559=\"S\",VLOOKUP($D559,'DER Output'!$S$18:$W$41,2,FALSE),VLOOKUP($D559,'DER Output'!$S$18:$W$41,3,FALSE))","v":9.9257193152337234E-2},{"$f":"IF($C559=\"S\",VLOOKUP($D559,'DER Output'!$S$18:$W$41,4,FALSE),VLOOKUP($D559,'DER Output'!$S$18:$W$41,5,FALSE))","v":9.9257193152337234E-2},{"$f":"IF($C559=\"S\",VLOOKUP($D559,'DER Output'!$S$18:$W$41,4,FALSE),VLOOKUP($D559,'DER Output'!$S$18:$W$41,5,FALSE))","v":9.9257193152337234E-2},{"$f":"IF($C559=\"S\",VLOOKUP($D559,'DER Output'!$S$18:$W$41,4,FALSE),VLOOKUP($D559,'DER Output'!$S$18:$W$41,5,FALSE))","v":9.9257193152337234E-2},{"$f":"IF($C559=\"S\",VLOOKUP($D559,'DER Output'!$S$18:$W$41,4,FALSE),VLOOKUP($D559,'DER Output'!$S$18:$W$41,5,FALSE))","v":9.9257193152337234E-2},{"$f":"IFERROR(IF(OR(C559=\"S\",C559=\"D\"),VLOOKUP(B559,'Seasonal Customer Count'!$B:$I,4,FALSE),IF(C559=\"W\",VLOOKUP(B559,'Seasonal Customer Count'!$B:$P,12,FALSE),\"Check\")),0)","v":13},{"$f":"IFERROR(IF(OR(C559=\"S\",C559=\"D\"),VLOOKUP(B559,'Seasonal Customer Count'!$B:$P,5,FALSE),IF(C559=\"W\",VLOOKUP(B559,'Seasonal Customer Count'!$B:$P,13,FALSE),\"Check\")),0)","v":13},{"$f":"IFERROR(IF(OR(C559=\"S\",C559=\"D\"),VLOOKUP(B559,'Seasonal Customer Count'!$B:$P,6,FALSE),IF(C559=\"W\",VLOOKUP(B559,'Seasonal Customer Count'!$B:$P,14,FALSE),\"Check\")),0)","v":2},{"$f":"IFERROR(IF(OR(C559=\"S\",C559=\"D\"),VLOOKUP(B559,'Seasonal Customer Count'!$B:$P,7,FALSE),IF(C559=\"W\",VLOOKUP(B559,'Seasonal Customer Count'!$B:$P,15,FALSE),\"Check\")),0)","v":0},{"$f":"IFERROR(IF(OR(C559=\"S\",C559=\"D\"),VLOOKUP(B559,'Seasonal Customer Count'!$B:$P,8,FALSE),IF(C559=\"W\",VLOOKUP(B559,'Seasonal Customer Count'!$B:$P,16,FALSE),\"Check\")),0)","v":0},{"$f":"Summary!$D$8*(K559*'Average Project Size'!$F$6+L559*'Average Project Size'!$F$7+M559*'Average Project Size'!$F$8+N559*'Average Project Size'!$F$10+O559*'Average Project Size'!$F$9)/1000","v":1.81418969394479E-3},{"$f":"Summary!$D$8*(K559*F559*'Average Project Size'!$F$6+L559*G559*'Average Project Size'!$F$7+M559*H559*'Average Project Size'!$F$8+N559*I559*'Average Project Size'!$F$10+O559*J559*'Average Project Size'!$F$9)/1000","v":1.8007137686685759E-4}]
[null,{"$f":"'Peak Identification'!B558","v":"KCHM12"},{"$f":"'Peak Identification'!D558","v":"W"},{"$f":"'Peak Identification'!E558","v":8},{"$f":"VLOOKUP($D560,'DER Output'!$S$17:$X$41,6,FALSE)","v":0},{"$f":"IF($C560=\"S\",VLOOKUP($D560,'DER Output'!$S$18:$W$41,2,FALSE),VLOOKUP($D560,'DER Output'!$S$18:$W$41,3,FALSE))","v":2.4357194050013426E-2},{"$f":"IF($C560=\"S\",VLOOKUP($D560,'DER Output'!$S$18:$W$41,4,FALSE),VLOOKUP($D560,'DER Output'!$S$18:$W$41,5,FALSE))","v":2.4357194050013426E-2},{"$f":"IF($C560=\"S\",VLOOKUP($D560,'DER Output'!$S$18:$W$41,4,FALSE),VLOOKUP($D560,'DER Output'!$S$18:$W$41,5,FALSE))","v":2.4357194050013426E-2},{"$f":"IF($C560=\"S\",VLOOKUP($D560,'DER Output'!$S$18:$W$41,4,FALSE),VLOOKUP($D560,'DER Output'!$S$18:$W$41,5,FALSE))","v":2.4357194050013426E-2},{"$f":"IF($C560=\"S\",VLOOKUP($D560,'DER Output'!$S$18:$W$41,4,FALSE),VLOOKUP($D560,'DER Output'!$S$18:$W$41,5,FALSE))","v":2.4357194050013426E-2},{"$f":"IFERROR(IF(OR(C560=\"S\",C560=\"D\"),VLOOKUP(B560,'Seasonal Customer Count'!$B:$I,4,FALSE),IF(C560=\"W\",VLOOKUP(B560,'Seasonal Customer Count'!$B:$P,12,FALSE),\"Check\")),0)","v":13},{"$f":"IFERROR(IF(OR(C560=\"S\",C560=\"D\"),VLOOKUP(B560,'Seasonal Customer Count'!$B:$P,5,FALSE),IF(C560=\"W\",VLOOKUP(B560,'Seasonal Customer Count'!$B:$P,13,FALSE),\"Check\")),0)","v":11},{"$f":"IFERROR(IF(OR(C560=\"S\",C560=\"D\"),VLOOKUP(B560,'Seasonal Customer Count'!$B:$P,6,FALSE),IF(C560=\"W\",VLOOKUP(B560,'Seasonal Customer Count'!$B:$P,14,FALSE),\"Check\")),0)","v":0},{"$f":"IFERROR(IF(OR(C560=\"S\",C560=\"D\"),VLOOKUP(B560,'Seasonal Customer Count'!$B:$P,7,FALSE),IF(C560=\"W\",VLOOKUP(B560,'Seasonal Customer Count'!$B:$P,15,FALSE),\"Check\")),0)","v":0},{"$f":"IFERROR(IF(OR(C560=\"S\",C560=\"D\"),VLOOKUP(B560,'Seasonal Customer Count'!$B:$P,8,FALSE),IF(C560=\"W\",VLOOKUP(B560,'Seasonal Customer Count'!$B:$P,16,FALSE),\"Check\")),0)","v":0},{"$f":"Summary!$D$8*(K560*'Average Project Size'!$F$6+L560*'Average Project Size'!$F$7+M560*'Average Project Size'!$F$8+N560*'Average Project Size'!$F$10+O560*'Average Project Size'!$F$9)/1000","v":1.3235307970371278E-3},{"$f":"Summary!$D$8*(K560*F560*'Average Project Size'!$F$6+L560*G560*'Average Project Size'!$F$7+M560*H560*'Average Project Size'!$F$8+N560*I560*'Average Project Size'!$F$10+O560*J560*'Average Project Size'!$F$9)/1000","v":3.2237496454602251E-5}]
[null,{"$f":"'Peak Identification'!B559","v":"KCHM13"},{"$f":"'Peak Identification'!D559","v":"W"},{"$f":"'Peak Identification'!E559","v":9},{"$f":"VLOOKUP($D561,'DER Output'!$S$17:$X$41,6,FALSE)","v":0},{"$f":"IF($C561=\"S\",VLOOKUP($D561,'DER Output'!$S$18:$W$41,2,FALSE),VLOOKUP($D561,'DER Output'!$S$18:$W$41,3,FALSE))","v":9.9257193152337234E-2},{"$f":"IF($C561=\"S\",VLOOKUP($D561,'DER Output'!$S$18:$W$41,4,FALSE),VLOOKUP($D561,'DER Output'!$S$18:$W$41,5,FALSE))","v":9.9257193152337234E-2},{"$f":"IF($C561=\"S\",VLOOKUP($D561,'DER Output'!$S$18:$W$41,4,FALSE),VLOOKUP($D561,'DER Output'!$S$18:$W$41,5,FALSE))","v":9.9257193152337234E-2},{"$f":"IF($C561=\"S\",VLOOKUP($D561,'DER Output'!$S$18:$W$41,4,FALSE),VLOOKUP($D561,'DER Output'!$S$18:$W$41,5,FALSE))","v":9.9257193152337234E-2},{"$f":"IF($C561=\"S\",VLOOKUP($D561,'DER Output'!$S$18:$W$41,4,FALSE),VLOOKUP($D561,'DER Output'!$S$18:$W$41,5,FALSE))","v":9.9257193152337234E-2},{"$f":"IFERROR(IF(OR(C561=\"S\",C561=\"D\"),VLOOKUP(B561,'Seasonal Customer Count'!$B:$I,4,FALSE),IF(C561=\"W\",VLOOKUP(B561,'Seasonal Customer Count'!$B:$P,12,FALSE),\"Check\")),0)","v":0},{"$f":"IFERROR(IF(OR(C561=\"S\",C561=\"D\"),VLOOKUP(B561,'Seasonal Customer Count'!$B:$P,5,FALSE),IF(C561=\"W\",VLOOKUP(B561,'Seasonal Customer Count'!$B:$P,13,FALSE),\"Check\")),0)","v":1},{"$f":"IFERROR(IF(OR(C561=\"S\",C561=\"D\"),VLOOKUP(B561,'Seasonal Customer Count'!$B:$P,6,FALSE),IF(C561=\"W\",VLOOKUP(B561,'Seasonal Customer Count'!$B:$P,14,FALSE),\"Check\")),0)","v":0},{"$f":"IFERROR(IF(OR(C561=\"S\",C561=\"D\"),VLOOKUP(B561,'Seasonal Customer Count'!$B:$P,7,FALSE),IF(C561=\"W\",VLOOKUP(B561,'Seasonal Customer Count'!$B:$P,15,FALSE),\"Check\")),0)","v":0},{"$f":"IFERROR(IF(OR(C561=\"S\",C561=\"D\"),VLOOKUP(B561,'Seasonal Customer Count'!$B:$P,8,FALSE),IF(C561=\"W\",VLOOKUP(B561,'Seasonal Customer Count'!$B:$P,16,FALSE),\"Check\")),0)","v":0},{"$f":"Summary!$D$8*(K561*'Average Project Size'!$F$6+L561*'Average Project Size'!$F$7+M561*'Average Project Size'!$F$8+N561*'Average Project Size'!$F$10+O561*'Average Project Size'!$F$9)/1000","v":7.3346805077760004E-5},{"$f":"Summary!$D$8*(K561*F561*'Average Project Size'!$F$6+L561*G561*'Average Project Size'!$F$7+M561*H561*'Average Project Size'!$F$8+N561*I561*'Average Project Size'!$F$10+O561*J561*'Average Project Size'!$F$9)/1000","v":7.2801979987100532E-6}]
[null,{"$f":"'Peak Identification'!B560","v":"KCHM14"},{"$f":"'Peak Identification'!D560","v":"W"},{"$f":"'Peak Identification'!E560","v":11},{"$f":"VLOOKUP($D562,'DER Output'!$S$17:$X$41,6,FALSE)","v":0},{"$f":"IF($C562=\"S\",VLOOKUP($D562,'DER Output'!$S$18:$W$41,2,FALSE),VLOOKUP($D562,'DER Output'!$S$18:$W$41,3,FALSE))","v":0.28017157321810982},{"$f":"IF($C562=\"S\",VLOOKUP($D562,'DER Output'!$S$18:$W$41,4,FALSE),VLOOKUP($D562,'DER Output'!$S$18:$W$41,5,FALSE))","v":0.28017157321810982},{"$f":"IF($C562=\"S\",VLOOKUP($D562,'DER Output'!$S$18:$W$41,4,FALSE),VLOOKUP($D562,'DER Output'!$S$18:$W$41,5,FALSE))","v":0.28017157321810982},{"$f":"IF($C562=\"S\",VLOOKUP($D562,'DER Output'!$S$18:$W$41,4,FALSE),VLOOKUP($D562,'DER Output'!$S$18:$W$41,5,FALSE))","v":0.28017157321810982},{"$f":"IF($C562=\"S\",VLOOKUP($D562,'DER Output'!$S$18:$W$41,4,FALSE),VLOOKUP($D562,'DER Output'!$S$18:$W$41,5,FALSE))","v":0.28017157321810982},{"$f":"IFERROR(IF(OR(C562=\"S\",C562=\"D\"),VLOOKUP(B562,'Seasonal Customer Count'!$B:$I,4,FALSE),IF(C562=\"W\",VLOOKUP(B562,'Seasonal Customer Count'!$B:$P,12,FALSE),\"Check\")),0)","v":0},{"$f":"IFERROR(IF(OR(C562=\"S\",C562=\"D\"),VLOOKUP(B562,'Seasonal Customer Count'!$B:$P,5,FALSE),IF(C562=\"W\",VLOOKUP(B562,'Seasonal Customer Count'!$B:$P,13,FALSE),\"Check\")),0)","v":1},{"$f":"IFERROR(IF(OR(C562=\"S\",C562=\"D\"),VLOOKUP(B562,'Seasonal Customer Count'!$B:$P,6,FALSE),IF(C562=\"W\",VLOOKUP(B562,'Seasonal Customer Count'!$B:$P,14,FALSE),\"Check\")),0)","v":0},{"$f":"IFERROR(IF(OR(C562=\"S\",C562=\"D\"),VLOOKUP(B562,'Seasonal Customer Count'!$B:$P,7,FALSE),IF(C562=\"W\",VLOOKUP(B562,'Seasonal Customer Count'!$B:$P,15,FALSE),\"Check\")),0)","v":0},{"$f":"IFERROR(IF(OR(C562=\"S\",C562=\"D\"),VLOOKUP(B562,'Seasonal Customer Count'!$B:$P,8,FALSE),IF(C562=\"W\",VLOOKUP(B562,'Seasonal Customer Count'!$B:$P,16,FALSE),\"Check\")),0)","v":0},{"$f":"Summary!$D$8*(K562*'Average Project Size'!$F$6+L562*'Average Project Size'!$F$7+M562*'Average Project Size'!$F$8+N562*'Average Project Size'!$F$10+O562*'Average Project Size'!$F$9)/1000","v":7.3346805077760004E-5},{"$f":"Summary!$D$8*(K562*F562*'Average Project Size'!$F$6+L562*G562*'Average Project Size'!$F$7+M562*H562*'Average Project Size'!$F$8+N562*I562*'Average Project Size'!$F$10+O562*J562*'Average Project Size'!$F$9)/1000","v":2.0549689769158064E-5}]
[null,{"$f":"'Peak Identification'!B561","v":"KCHM15"},{"$f":"'Peak Identification'!D561","v":"W"},{"$f":"'Peak Identification'!E561","v":17},{"$f":"VLOOKUP($D563,'DER Output'!$S$17:$X$41,6,FALSE)","v":0.19174838710475617},{"$f":"IF($C563=\"S\",VLOOKUP($D563,'DER Output'!$S$18:$W$41,2,FALSE),VLOOKUP($D563,'DER Output'!$S$18:$W$41,3,FALSE))","v":1.5799980883983985E-2},{"$f":"IF($C563=\"S\",VLOOKUP($D563,'DER Output'!$S$18:$W$41,4,FALSE),VLOOKUP($D563,'DER Output'!$S$18:$W$41,5,FALSE))","v":1.5799980883983985E-2},{"$f":"IF($C563=\"S\",VLOOKUP($D563,'DER Output'!$S$18:$W$41,4,FALSE),VLOOKUP($D563,'DER Output'!$S$18:$W$41,5,FALSE))","v":1.5799980883983985E-2},{"$f":"IF($C563=\"S\",VLOOKUP($D563,'DER Output'!$S$18:$W$41,4,FALSE),VLOOKUP($D563,'DER Output'!$S$18:$W$41,5,FALSE))","v":1.5799980883983985E-2},{"$f":"IF($C563=\"S\",VLOOKUP($D563,'DER Output'!$S$18:$W$41,4,FALSE),VLOOKUP($D563,'DER Output'!$S$18:$W$41,5,FALSE))","v":1.5799980883983985E-2},{"$f":"IFERROR(IF(OR(C563=\"S\",C563=\"D\"),VLOOKUP(B563,'Seasonal Customer Count'!$B:$I,4,FALSE),IF(C563=\"W\",VLOOKUP(B563,'Seasonal Customer Count'!$B:$P,12,FALSE),\"Check\")),0)","v":0},{"$f":"IFERROR(IF(OR(C563=\"S\",C563=\"D\"),VLOOKUP(B563,'Seasonal Customer Count'!$B:$P,5,FALSE),IF(C563=\"W\",VLOOKUP(B563,'Seasonal Customer Count'!$B:$P,13,FALSE),\"Check\")),0)","v":0},{"$f":"IFERROR(IF(OR(C563=\"S\",C563=\"D\"),VLOOKUP(B563,'Seasonal Customer Count'!$B:$P,6,FALSE),IF(C563=\"W\",VLOOKUP(B563,'Seasonal Customer Count'!$B:$P,14,FALSE),\"Check\")),0)","v":2},{"$f":"IFERROR(IF(OR(C563=\"S\",C563=\"D\"),VLOOKUP(B563,'Seasonal Customer Count'!$B:$P,7,FALSE),IF(C563=\"W\",VLOOKUP(B563,'Seasonal Customer Count'!$B:$P,15,FALSE),\"Check\")),0)","v":0},{"$f":"IFERROR(IF(OR(C563=\"S\",C563=\"D\"),VLOOKUP(B563,'Seasonal Customer Count'!$B:$P,8,FALSE),IF(C563=\"W\",VLOOKUP(B563,'Seasonal Customer Count'!$B:$P,16,FALSE),\"Check\")),0)","v":0},{"$f":"Summary!$D$8*(K563*'Average Project Size'!$F$6+L563*'Average Project Size'!$F$7+M563*'Average Project Size'!$F$8+N563*'Average Project Size'!$F$10+O563*'Average Project Size'!$F$9)/1000","v":3.4396528675214222E-4},{"$f":"Summary!$D$8*(K563*F563*'Average Project Size'!$F$6+L563*G563*'Average Project Size'!$F$7+M563*H563*'Average Project Size'!$F$8+N563*I563*'Average Project Size'!$F$10+O563*J563*'Average Project Size'!$F$9)/1000","v":5.434644955437917E-6}]
[null,{"$f":"'Peak Identification'!B562","v":"KCHM16"},{"$f":"'Peak Identification'!D562","v":"W"},{"$f":"'Peak Identification'!E562","v":9},{"$f":"VLOOKUP($D564,'DER Output'!$S$17:$X$41,6,FALSE)","v":0},{"$f":"IF($C564=\"S\",VLOOKUP($D564,'DER Output'!$S$18:$W$41,2,FALSE),VLOOKUP($D564,'DER Output'!$S$18:$W$41,3,FALSE))","v":9.9257193152337234E-2},{"$f":"IF($C564=\"S\",VLOOKUP($D564,'DER Output'!$S$18:$W$41,4,FALSE),VLOOKUP($D564,'DER Output'!$S$18:$W$41,5,FALSE))","v":9.9257193152337234E-2},{"$f":"IF($C564=\"S\",VLOOKUP($D564,'DER Output'!$S$18:$W$41,4,FALSE),VLOOKUP($D564,'DER Output'!$S$18:$W$41,5,FALSE))","v":9.9257193152337234E-2},{"$f":"IF($C564=\"S\",VLOOKUP($D564,'DER Output'!$S$18:$W$41,4,FALSE),VLOOKUP($D564,'DER Output'!$S$18:$W$41,5,FALSE))","v":9.9257193152337234E-2},{"$f":"IF($C564=\"S\",VLOOKUP($D564,'DER Output'!$S$18:$W$41,4,FALSE),VLOOKUP($D564,'DER Output'!$S$18:$W$41,5,FALSE))","v":9.9257193152337234E-2},{"$f":"IFERROR(IF(OR(C564=\"S\",C564=\"D\"),VLOOKUP(B564,'Seasonal Customer Count'!$B:$I,4,FALSE),IF(C564=\"W\",VLOOKUP(B564,'Seasonal Customer Count'!$B:$P,12,FALSE),\"Check\")),0)","v":55},{"$f":"IFERROR(IF(OR(C564=\"S\",C564=\"D\"),VLOOKUP(B564,'Seasonal Customer Count'!$B:$P,5,FALSE),IF(C564=\"W\",VLOOKUP(B564,'Seasonal Customer Count'!$B:$P,13,FALSE),\"Check\")),0)","v":66},{"$f":"IFERROR(IF(OR(C564=\"S\",C564=\"D\"),VLOOKUP(B564,'Seasonal Customer Count'!$B:$P,6,FALSE),IF(C564=\"W\",VLOOKUP(B564,'Seasonal Customer Count'!$B:$P,14,FALSE),\"Check\")),0)","v":0},{"$f":"IFERROR(IF(OR(C564=\"S\",C564=\"D\"),VLOOKUP(B564,'Seasonal Customer Count'!$B:$P,7,FALSE),IF(C564=\"W\",VLOOKUP(B564,'Seasonal Customer Count'!$B:$P,15,FALSE),\"Check\")),0)","v":113},{"$f":"IFERROR(IF(OR(C564=\"S\",C564=\"D\"),VLOOKUP(B564,'Seasonal Customer Count'!$B:$P,8,FALSE),IF(C564=\"W\",VLOOKUP(B564,'Seasonal Customer Count'!$B:$P,16,FALSE),\"Check\")),0)","v":0},{"$f":"Summary!$D$8*(K564*'Average Project Size'!$F$6+L564*'Average Project Size'!$F$7+M564*'Average Project Size'!$F$8+N564*'Average Project Size'!$F$10+O564*'Average Project Size'!$F$9)/1000","v":0.33873974065088397},{"$f":"Summary!$D$8*(K564*F564*'Average Project Size'!$F$6+L564*G564*'Average Project Size'!$F$7+M564*H564*'Average Project Size'!$F$8+N564*I564*'Average Project Size'!$F$10+O564*J564*'Average Project Size'!$F$9)/1000","v":3.3622355866157416E-2}]
[null,{"$f":"'Peak Identification'!B563","v":"KCHM17"},{"$f":"'Peak Identification'!D563","v":"W"},{"$f":"'Peak Identification'!E563","v":10},{"$f":"VLOOKUP($D565,'DER Output'!$S$17:$X$41,6,FALSE)","v":0},{"$f":"IF($C565=\"S\",VLOOKUP($D565,'DER Output'!$S$18:$W$41,2,FALSE),VLOOKUP($D565,'DER Output'!$S$18:$W$41,3,FALSE))","v":0.19782039092133938},{"$f":"IF($C565=\"S\",VLOOKUP($D565,'DER Output'!$S$18:$W$41,4,FALSE),VLOOKUP($D565,'DER Output'!$S$18:$W$41,5,FALSE))","v":0.19782039092133938},{"$f":"IF($C565=\"S\",VLOOKUP($D565,'DER Output'!$S$18:$W$41,4,FALSE),VLOOKUP($D565,'DER Output'!$S$18:$W$41,5,FALSE))","v":0.19782039092133938},{"$f":"IF($C565=\"S\",VLOOKUP($D565,'DER Output'!$S$18:$W$41,4,FALSE),VLOOKUP($D565,'DER Output'!$S$18:$W$41,5,FALSE))","v":0.19782039092133938},{"$f":"IF($C565=\"S\",VLOOKUP($D565,'DER Output'!$S$18:$W$41,4,FALSE),VLOOKUP($D565,'DER Output'!$S$18:$W$41,5,FALSE))","v":0.19782039092133938},{"$f":"IFERROR(IF(OR(C565=\"S\",C565=\"D\"),VLOOKUP(B565,'Seasonal Customer Count'!$B:$I,4,FALSE),IF(C565=\"W\",VLOOKUP(B565,'Seasonal Customer Count'!$B:$P,12,FALSE),\"Check\")),0)","v":1},{"$f":"IFERROR(IF(OR(C565=\"S\",C565=\"D\"),VLOOKUP(B565,'Seasonal Customer Count'!$B:$P,5,FALSE),IF(C565=\"W\",VLOOKUP(B565,'Seasonal Customer Count'!$B:$P,13,FALSE),\"Check\")),0)","v":3},{"$f":"IFERROR(IF(OR(C565=\"S\",C565=\"D\"),VLOOKUP(B565,'Seasonal Customer Count'!$B:$P,6,FALSE),IF(C565=\"W\",VLOOKUP(B565,'Seasonal Customer Count'!$B:$P,14,FALSE),\"Check\")),0)","v":0},{"$f":"IFERROR(IF(OR(C565=\"S\",C565=\"D\"),VLOOKUP(B565,'Seasonal Customer Count'!$B:$P,7,FALSE),IF(C565=\"W\",VLOOKUP(B565,'Seasonal Customer Count'!$B:$P,15,FALSE),\"Check\")),0)","v":12},{"$f":"IFERROR(IF(OR(C565=\"S\",C565=\"D\"),VLOOKUP(B565,'Seasonal Customer Count'!$B:$P,8,FALSE),IF(C565=\"W\",VLOOKUP(B565,'Seasonal Customer Count'!$B:$P,16,FALSE),\"Check\")),0)","v":0},{"$f":"Summary!$D$8*(K565*'Average Project Size'!$F$6+L565*'Average Project Size'!$F$7+M565*'Average Project Size'!$F$8+N565*'Average Project Size'!$F$10+O565*'Average Project Size'!$F$9)/1000","v":3.5485920072572182E-2},{"$f":"Summary!$D$8*(K565*F565*'Average Project Size'!$F$6+L565*G565*'Average Project Size'!$F$7+M565*H565*'Average Project Size'!$F$8+N565*I565*'Average Project Size'!$F$10+O565*J565*'Average Project Size'!$F$9)/1000","v":7.0198385809596324E-3}]
[null,{"$f":"'Peak Identification'!B564","v":"KCHM18"},{"$f":"'Peak Identification'!D564","v":"W"},{"$f":"'Peak Identification'!E564","v":18},{"$f":"VLOOKUP($D566,'DER Output'!$S$17:$X$41,6,FALSE)","v":0.16032398020038169},{"$f":"IF($C566=\"S\",VLOOKUP($D566,'DER Output'!$S$18:$W$41,2,FALSE),VLOOKUP($D566,'DER Output'!$S$18:$W$41,3,FALSE))","v":5.535976984247182E-4},{"$f":"IF($C566=\"S\",VLOOKUP($D566,'DER Output'!$S$18:$W$41,4,FALSE),VLOOKUP($D566,'DER Output'!$S$18:$W$41,5,FALSE))","v":5.535976984247182E-4},{"$f":"IF($C566=\"S\",VLOOKUP($D566,'DER Output'!$S$18:$W$41,4,FALSE),VLOOKUP($D566,'DER Output'!$S$18:$W$41,5,FALSE))","v":5.535976984247182E-4},{"$f":"IF($C566=\"S\",VLOOKUP($D566,'DER Output'!$S$18:$W$41,4,FALSE),VLOOKUP($D566,'DER Output'!$S$18:$W$41,5,FALSE))","v":5.535976984247182E-4},{"$f":"IF($C566=\"S\",VLOOKUP($D566,'DER Output'!$S$18:$W$41,4,FALSE),VLOOKUP($D566,'DER Output'!$S$18:$W$41,5,FALSE))","v":5.535976984247182E-4},{"$f":"IFERROR(IF(OR(C566=\"S\",C566=\"D\"),VLOOKUP(B566,'Seasonal Customer Count'!$B:$I,4,FALSE),IF(C566=\"W\",VLOOKUP(B566,'Seasonal Customer Count'!$B:$P,12,FALSE),\"Check\")),0)","v":14},{"$f":"IFERROR(IF(OR(C566=\"S\",C566=\"D\"),VLOOKUP(B566,'Seasonal Customer Count'!$B:$P,5,FALSE),IF(C566=\"W\",VLOOKUP(B566,'Seasonal Customer Count'!$B:$P,13,FALSE),\"Check\")),0)","v":13},{"$f":"IFERROR(IF(OR(C566=\"S\",C566=\"D\"),VLOOKUP(B566,'Seasonal Customer Count'!$B:$P,6,FALSE),IF(C566=\"W\",VLOOKUP(B566,'Seasonal Customer Count'!$B:$P,14,FALSE),\"Check\")),0)","v":0},{"$f":"IFERROR(IF(OR(C566=\"S\",C566=\"D\"),VLOOKUP(B566,'Seasonal Customer Count'!$B:$P,7,FALSE),IF(C566=\"W\",VLOOKUP(B566,'Seasonal Customer Count'!$B:$P,15,FALSE),\"Check\")),0)","v":17},{"$f":"IFERROR(IF(OR(C566=\"S\",C566=\"D\"),VLOOKUP(B566,'Seasonal Customer Count'!$B:$P,8,FALSE),IF(C566=\"W\",VLOOKUP(B566,'Seasonal Customer Count'!$B:$P,16,FALSE),\"Check\")),0)","v":0},{"$f":"Summary!$D$8*(K566*'Average Project Size'!$F$6+L566*'Average Project Size'!$F$7+M566*'Average Project Size'!$F$8+N566*'Average Project Size'!$F$10+O566*'Average Project Size'!$F$9)/1000","v":5.1413659180051551E-2},{"$f":"Summary!$D$8*(K566*F566*'Average Project Size'!$F$6+L566*G566*'Average Project Size'!$F$7+M566*H566*'Average Project Size'!$F$8+N566*I566*'Average Project Size'!$F$10+O566*J566*'Average Project Size'!$F$9)/1000","v":2.8462483389669424E-5}]
[null,{"$f":"'Peak Identification'!B565","v":"KCHM T-131"},{"$f":"'Peak Identification'!D565","v":"W"},{"$f":"'Peak Identification'!E565","v":9},{"$f":"VLOOKUP($D567,'DER Output'!$S$17:$X$41,6,FALSE)","v":0},{"$f":"IF($C567=\"S\",VLOOKUP($D567,'DER Output'!$S$18:$W$41,2,FALSE),VLOOKUP($D567,'DER Output'!$S$18:$W$41,3,FALSE))","v":9.9257193152337234E-2},{"$f":"IF($C567=\"S\",VLOOKUP($D567,'DER Output'!$S$18:$W$41,4,FALSE),VLOOKUP($D567,'DER Output'!$S$18:$W$41,5,FALSE))","v":9.9257193152337234E-2},{"$f":"IF($C567=\"S\",VLOOKUP($D567,'DER Output'!$S$18:$W$41,4,FALSE),VLOOKUP($D567,'DER Output'!$S$18:$W$41,5,FALSE))","v":9.9257193152337234E-2},{"$f":"IF($C567=\"S\",VLOOKUP($D567,'DER Output'!$S$18:$W$41,4,FALSE),VLOOKUP($D567,'DER Output'!$S$18:$W$41,5,FALSE))","v":9.9257193152337234E-2},{"$f":"IF($C567=\"S\",VLOOKUP($D567,'DER Output'!$S$18:$W$41,4,FALSE),VLOOKUP($D567,'DER Output'!$S$18:$W$41,5,FALSE))","v":9.9257193152337234E-2},{"$f":"IFERROR(IF(OR(C567=\"S\",C567=\"D\"),VLOOKUP(B567,'Seasonal Customer Count'!$B:$I,4,FALSE),IF(C567=\"W\",VLOOKUP(B567,'Seasonal Customer Count'!$B:$P,12,FALSE),\"Check\")),0)","v":40},{"$f":"IFERROR(IF(OR(C567=\"S\",C567=\"D\"),VLOOKUP(B567,'Seasonal Customer Count'!$B:$P,5,FALSE),IF(C567=\"W\",VLOOKUP(B567,'Seasonal Customer Count'!$B:$P,13,FALSE),\"Check\")),0)","v":50},{"$f":"IFERROR(IF(OR(C567=\"S\",C567=\"D\"),VLOOKUP(B567,'Seasonal Customer Count'!$B:$P,6,FALSE),IF(C567=\"W\",VLOOKUP(B567,'Seasonal Customer Count'!$B:$P,14,FALSE),\"Check\")),0)","v":0},{"$f":"IFERROR(IF(OR(C567=\"S\",C567=\"D\"),VLOOKUP(B567,'Seasonal Customer Count'!$B:$P,7,FALSE),IF(C567=\"W\",VLOOKUP(B567,'Seasonal Customer Count'!$B:$P,15,FALSE),\"Check\")),0)","v":84},{"$f":"IFERROR(IF(OR(C567=\"S\",C567=\"D\"),VLOOKUP(B567,'Seasonal Customer Count'!$B:$P,8,FALSE),IF(C567=\"W\",VLOOKUP(B567,'Seasonal Customer Count'!$B:$P,16,FALSE),\"Check\")),0)","v":0},{"$f":"Summary!$D$8*(K567*'Average Project Size'!$F$6+L567*'Average Project Size'!$F$7+M567*'Average Project Size'!$F$8+N567*'Average Project Size'!$F$10+O567*'Average Project Size'!$F$9)/1000","v":0.25184016139826021},{"$f":"Summary!$D$8*(K567*F567*'Average Project Size'!$F$6+L567*G567*'Average Project Size'!$F$7+M567*H567*'Average Project Size'!$F$8+N567*I567*'Average Project Size'!$F$10+O567*J567*'Average Project Size'!$F$9)/1000","v":2.4996947543422899E-2}]
[null,{"$f":"'Peak Identification'!B566","v":"KCHM T-132"},{"$f":"'Peak Identification'!D566","v":"W"},{"$f":"'Peak Identification'!E566","v":9},{"$f":"VLOOKUP($D568,'DER Output'!$S$17:$X$41,6,FALSE)","v":0},{"$f":"IF($C568=\"S\",VLOOKUP($D568,'DER Output'!$S$18:$W$41,2,FALSE),VLOOKUP($D568,'DER Output'!$S$18:$W$41,3,FALSE))","v":9.9257193152337234E-2},{"$f":"IF($C568=\"S\",VLOOKUP($D568,'DER Output'!$S$18:$W$41,4,FALSE),VLOOKUP($D568,'DER Output'!$S$18:$W$41,5,FALSE))","v":9.9257193152337234E-2},{"$f":"IF($C568=\"S\",VLOOKUP($D568,'DER Output'!$S$18:$W$41,4,FALSE),VLOOKUP($D568,'DER Output'!$S$18:$W$41,5,FALSE))","v":9.9257193152337234E-2},{"$f":"IF($C568=\"S\",VLOOKUP($D568,'DER Output'!$S$18:$W$41,4,FALSE),VLOOKUP($D568,'DER Output'!$S$18:$W$41,5,FALSE))","v":9.9257193152337234E-2},{"$f":"IF($C568=\"S\",VLOOKUP($D568,'DER Output'!$S$18:$W$41,4,FALSE),VLOOKUP($D568,'DER Output'!$S$18:$W$41,5,FALSE))","v":9.9257193152337234E-2},{"$f":"IFERROR(IF(OR(C568=\"S\",C568=\"D\"),VLOOKUP(B568,'Seasonal Customer Count'!$B:$I,4,FALSE),IF(C568=\"W\",VLOOKUP(B568,'Seasonal Customer Count'!$B:$P,12,FALSE),\"Check\")),0)","v":104},{"$f":"IFERROR(IF(OR(C568=\"S\",C568=\"D\"),VLOOKUP(B568,'Seasonal Customer Count'!$B:$P,5,FALSE),IF(C568=\"W\",VLOOKUP(B568,'Seasonal Customer Count'!$B:$P,13,FALSE),\"Check\")),0)","v":126},{"$f":"IFERROR(IF(OR(C568=\"S\",C568=\"D\"),VLOOKUP(B568,'Seasonal Customer Count'!$B:$P,6,FALSE),IF(C568=\"W\",VLOOKUP(B568,'Seasonal Customer Count'!$B:$P,14,FALSE),\"Check\")),0)","v":0},{"$f":"IFERROR(IF(OR(C568=\"S\",C568=\"D\"),VLOOKUP(B568,'Seasonal Customer Count'!$B:$P,7,FALSE),IF(C568=\"W\",VLOOKUP(B568,'Seasonal Customer Count'!$B:$P,15,FALSE),\"Check\")),0)","v":326},{"$f":"IFERROR(IF(OR(C568=\"S\",C568=\"D\"),VLOOKUP(B568,'Seasonal Customer Count'!$B:$P,8,FALSE),IF(C568=\"W\",VLOOKUP(B568,'Seasonal Customer Count'!$B:$P,16,FALSE),\"Check\")),0)","v":0},{"$f":"Summary!$D$8*(K568*'Average Project Size'!$F$6+L568*'Average Project Size'!$F$7+M568*'Average Project Size'!$F$8+N568*'Average Project Size'!$F$10+O568*'Average Project Size'!$F$9)/1000","v":0.97035201850115593},{"$f":"Summary!$D$8*(K568*F568*'Average Project Size'!$F$6+L568*G568*'Average Project Size'!$F$7+M568*H568*'Average Project Size'!$F$8+N568*I568*'Average Project Size'!$F$10+O568*J568*'Average Project Size'!$F$9)/1000","v":9.6314417726129545E-2}]
[null,{"$f":"'Peak Identification'!B567","v":"KNYN11"},{"$f":"'Peak Identification'!D567","v":"S"},{"$f":"'Peak Identification'!E567","v":14},{"$f":"VLOOKUP($D569,'DER Output'!$S$17:$X$41,6,FALSE)","v":0.26694349499860076},{"$f":"IF($C569=\"S\",VLOOKUP($D569,'DER Output'!$S$18:$W$41,2,FALSE),VLOOKUP($D569,'DER Output'!$S$18:$W$41,3,FALSE))","v":0.65426593965075153},{"$f":"IF($C569=\"S\",VLOOKUP($D569,'DER Output'!$S$18:$W$41,4,FALSE),VLOOKUP($D569,'DER Output'!$S$18:$W$41,5,FALSE))","v":0.65426593965075153},{"$f":"IF($C569=\"S\",VLOOKUP($D569,'DER Output'!$S$18:$W$41,4,FALSE),VLOOKUP($D569,'DER Output'!$S$18:$W$41,5,FALSE))","v":0.65426593965075153},{"$f":"IF($C569=\"S\",VLOOKUP($D569,'DER Output'!$S$18:$W$41,4,FALSE),VLOOKUP($D569,'DER Output'!$S$18:$W$41,5,FALSE))","v":0.65426593965075153},{"$f":"IF($C569=\"S\",VLOOKUP($D569,'DER Output'!$S$18:$W$41,4,FALSE),VLOOKUP($D569,'DER Output'!$S$18:$W$41,5,FALSE))","v":0.65426593965075153},{"$f":"IFERROR(IF(OR(C569=\"S\",C569=\"D\"),VLOOKUP(B569,'Seasonal Customer Count'!$B:$I,4,FALSE),IF(C569=\"W\",VLOOKUP(B569,'Seasonal Customer Count'!$B:$P,12,FALSE),\"Check\")),0)","v":15},{"$f":"IFERROR(IF(OR(C569=\"S\",C569=\"D\"),VLOOKUP(B569,'Seasonal Customer Count'!$B:$P,5,FALSE),IF(C569=\"W\",VLOOKUP(B569,'Seasonal Customer Count'!$B:$P,13,FALSE),\"Check\")),0)","v":3},{"$f":"IFERROR(IF(OR(C569=\"S\",C569=\"D\"),VLOOKUP(B569,'Seasonal Customer Count'!$B:$P,6,FALSE),IF(C569=\"W\",VLOOKUP(B569,'Seasonal Customer Count'!$B:$P,14,FALSE),\"Check\")),0)","v":7},{"$f":"IFERROR(IF(OR(C569=\"S\",C569=\"D\"),VLOOKUP(B569,'Seasonal Customer Count'!$B:$P,7,FALSE),IF(C569=\"W\",VLOOKUP(B569,'Seasonal Customer Count'!$B:$P,15,FALSE),\"Check\")),0)","v":0},{"$f":"IFERROR(IF(OR(C569=\"S\",C569=\"D\"),VLOOKUP(B569,'Seasonal Customer Count'!$B:$P,8,FALSE),IF(C569=\"W\",VLOOKUP(B569,'Seasonal Customer Count'!$B:$P,16,FALSE),\"Check\")),0)","v":42},{"$f":"Summary!$D$8*(K569*'Average Project Size'!$F$6+L569*'Average Project Size'!$F$7+M569*'Average Project Size'!$F$8+N569*'Average Project Size'!$F$10+O569*'Average Project Size'!$F$9)/1000","v":2.8733340627512555E-2},{"$f":"Summary!$D$8*(K569*F569*'Average Project Size'!$F$6+L569*G569*'Average Project Size'!$F$7+M569*H569*'Average Project Size'!$F$8+N569*I569*'Average Project Size'!$F$10+O569*J569*'Average Project Size'!$F$9)/1000","v":1.8799246104964612E-2}]
[null,{"$f":"'Peak Identification'!B568","v":"KNYN12"},{"$f":"'Peak Identification'!D568","v":"S"},{"$f":"'Peak Identification'!E568","v":17},{"$f":"VLOOKUP($D570,'DER Output'!$S$17:$X$41,6,FALSE)","v":0.19174838710475617},{"$f":"IF($C570=\"S\",VLOOKUP($D570,'DER Output'!$S$18:$W$41,2,FALSE),VLOOKUP($D570,'DER Output'!$S$18:$W$41,3,FALSE))","v":0.30300399777640191},{"$f":"IF($C570=\"S\",VLOOKUP($D570,'DER Output'!$S$18:$W$41,4,FALSE),VLOOKUP($D570,'DER Output'!$S$18:$W$41,5,FALSE))","v":0.30300399777640191},{"$f":"IF($C570=\"S\",VLOOKUP($D570,'DER Output'!$S$18:$W$41,4,FALSE),VLOOKUP($D570,'DER Output'!$S$18:$W$41,5,FALSE))","v":0.30300399777640191},{"$f":"IF($C570=\"S\",VLOOKUP($D570,'DER Output'!$S$18:$W$41,4,FALSE),VLOOKUP($D570,'DER Output'!$S$18:$W$41,5,FALSE))","v":0.30300399777640191},{"$f":"IF($C570=\"S\",VLOOKUP($D570,'DER Output'!$S$18:$W$41,4,FALSE),VLOOKUP($D570,'DER Output'!$S$18:$W$41,5,FALSE))","v":0.30300399777640191},{"$f":"IFERROR(IF(OR(C570=\"S\",C570=\"D\"),VLOOKUP(B570,'Seasonal Customer Count'!$B:$I,4,FALSE),IF(C570=\"W\",VLOOKUP(B570,'Seasonal Customer Count'!$B:$P,12,FALSE),\"Check\")),0)","v":12},{"$f":"IFERROR(IF(OR(C570=\"S\",C570=\"D\"),VLOOKUP(B570,'Seasonal Customer Count'!$B:$P,5,FALSE),IF(C570=\"W\",VLOOKUP(B570,'Seasonal Customer Count'!$B:$P,13,FALSE),\"Check\")),0)","v":7},{"$f":"IFERROR(IF(OR(C570=\"S\",C570=\"D\"),VLOOKUP(B570,'Seasonal Customer Count'!$B:$P,6,FALSE),IF(C570=\"W\",VLOOKUP(B570,'Seasonal Customer Count'!$B:$P,14,FALSE),\"Check\")),0)","v":5},{"$f":"IFERROR(IF(OR(C570=\"S\",C570=\"D\"),VLOOKUP(B570,'Seasonal Customer Count'!$B:$P,7,FALSE),IF(C570=\"W\",VLOOKUP(B570,'Seasonal Customer Count'!$B:$P,15,FALSE),\"Check\")),0)","v":0},{"$f":"IFERROR(IF(OR(C570=\"S\",C570=\"D\"),VLOOKUP(B570,'Seasonal Customer Count'!$B:$P,8,FALSE),IF(C570=\"W\",VLOOKUP(B570,'Seasonal Customer Count'!$B:$P,16,FALSE),\"Check\")),0)","v":12},{"$f":"Summary!$D$8*(K570*'Average Project Size'!$F$6+L570*'Average Project Size'!$F$7+M570*'Average Project Size'!$F$8+N570*'Average Project Size'!$F$10+O570*'Average Project Size'!$F$9)/1000","v":9.4826554155964492E-3},{"$f":"Summary!$D$8*(K570*F570*'Average Project Size'!$F$6+L570*G570*'Average Project Size'!$F$7+M570*H570*'Average Project Size'!$F$8+N570*I570*'Average Project Size'!$F$10+O570*J570*'Average Project Size'!$F$9)/1000","v":2.8732825004617727E-3}]
[null,{"$f":"'Peak Identification'!B569","v":"KNYN13"},{"$f":"'Peak Identification'!D569","v":"S"},{"$f":"'Peak Identification'!E569","v":15},{"$f":"VLOOKUP($D571,'DER Output'!$S$17:$X$41,6,FALSE)","v":0.24675324675324678},{"$f":"IF($C571=\"S\",VLOOKUP($D571,'DER Output'!$S$18:$W$41,2,FALSE),VLOOKUP($D571,'DER Output'!$S$18:$W$41,3,FALSE))","v":0.57498529407079435},{"$f":"IF($C571=\"S\",VLOOKUP($D571,'DER Output'!$S$18:$W$41,4,FALSE),VLOOKUP($D571,'DER Output'!$S$18:$W$41,5,FALSE))","v":0.57498529407079435},{"$f":"IF($C571=\"S\",VLOOKUP($D571,'DER Output'!$S$18:$W$41,4,FALSE),VLOOKUP($D571,'DER Output'!$S$18:$W$41,5,FALSE))","v":0.57498529407079435},{"$f":"IF($C571=\"S\",VLOOKUP($D571,'DER Output'!$S$18:$W$41,4,FALSE),VLOOKUP($D571,'DER Output'!$S$18:$W$41,5,FALSE))","v":0.57498529407079435},{"$f":"IF($C571=\"S\",VLOOKUP($D571,'DER Output'!$S$18:$W$41,4,FALSE),VLOOKUP($D571,'DER Output'!$S$18:$W$41,5,FALSE))","v":0.57498529407079435},{"$f":"IFERROR(IF(OR(C571=\"S\",C571=\"D\"),VLOOKUP(B571,'Seasonal Customer Count'!$B:$I,4,FALSE),IF(C571=\"W\",VLOOKUP(B571,'Seasonal Customer Count'!$B:$P,12,FALSE),\"Check\")),0)","v":31},{"$f":"IFERROR(IF(OR(C571=\"S\",C571=\"D\"),VLOOKUP(B571,'Seasonal Customer Count'!$B:$P,5,FALSE),IF(C571=\"W\",VLOOKUP(B571,'Seasonal Customer Count'!$B:$P,13,FALSE),\"Check\")),0)","v":7},{"$f":"IFERROR(IF(OR(C571=\"S\",C571=\"D\"),VLOOKUP(B571,'Seasonal Customer Count'!$B:$P,6,FALSE),IF(C571=\"W\",VLOOKUP(B571,'Seasonal Customer Count'!$B:$P,14,FALSE),\"Check\")),0)","v":12},{"$f":"IFERROR(IF(OR(C571=\"S\",C571=\"D\"),VLOOKUP(B571,'Seasonal Customer Count'!$B:$P,7,FALSE),IF(C571=\"W\",VLOOKUP(B571,'Seasonal Customer Count'!$B:$P,15,FALSE),\"Check\")),0)","v":0},{"$f":"IFERROR(IF(OR(C571=\"S\",C571=\"D\"),VLOOKUP(B571,'Seasonal Customer Count'!$B:$P,8,FALSE),IF(C571=\"W\",VLOOKUP(B571,'Seasonal Customer Count'!$B:$P,16,FALSE),\"Check\")),0)","v":42},{"$f":"Summary!$D$8*(K571*'Average Project Size'!$F$6+L571*'Average Project Size'!$F$7+M571*'Average Project Size'!$F$8+N571*'Average Project Size'!$F$10+O571*'Average Project Size'!$F$9)/1000","v":3.0522599146158427E-2},{"$f":"Summary!$D$8*(K571*F571*'Average Project Size'!$F$6+L571*G571*'Average Project Size'!$F$7+M571*H571*'Average Project Size'!$F$8+N571*I571*'Average Project Size'!$F$10+O571*J571*'Average Project Size'!$F$9)/1000","v":1.755004564585888E-2}]
[null,{"$f":"'Peak Identification'!B570","v":"KNYN14"},{"$f":"'Peak Identification'!D570","v":"S"},{"$f":"'Peak Identification'!E570","v":20},{"$f":"VLOOKUP($D572,'DER Output'!$S$17:$X$41,6,FALSE)","v":2.7072953014838841E-3},{"$f":"IF($C572=\"S\",VLOOKUP($D572,'DER Output'!$S$18:$W$41,2,FALSE),VLOOKUP($D572,'DER Output'!$S$18:$W$41,3,FALSE))","v":2.0294966704587497E-2},{"$f":"IF($C572=\"S\",VLOOKUP($D572,'DER Output'!$S$18:$W$41,4,FALSE),VLOOKUP($D572,'DER Output'!$S$18:$W$41,5,FALSE))","v":2.0294966704587497E-2},{"$f":"IF($C572=\"S\",VLOOKUP($D572,'DER Output'!$S$18:$W$41,4,FALSE),VLOOKUP($D572,'DER Output'!$S$18:$W$41,5,FALSE))","v":2.0294966704587497E-2},{"$f":"IF($C572=\"S\",VLOOKUP($D572,'DER Output'!$S$18:$W$41,4,FALSE),VLOOKUP($D572,'DER Output'!$S$18:$W$41,5,FALSE))","v":2.0294966704587497E-2},{"$f":"IF($C572=\"S\",VLOOKUP($D572,'DER Output'!$S$18:$W$41,4,FALSE),VLOOKUP($D572,'DER Output'!$S$18:$W$41,5,FALSE))","v":2.0294966704587497E-2},{"$f":"IFERROR(IF(OR(C572=\"S\",C572=\"D\"),VLOOKUP(B572,'Seasonal Customer Count'!$B:$I,4,FALSE),IF(C572=\"W\",VLOOKUP(B572,'Seasonal Customer Count'!$B:$P,12,FALSE),\"Check\")),0)","v":12},{"$f":"IFERROR(IF(OR(C572=\"S\",C572=\"D\"),VLOOKUP(B572,'Seasonal Customer Count'!$B:$P,5,FALSE),IF(C572=\"W\",VLOOKUP(B572,'Seasonal Customer Count'!$B:$P,13,FALSE),\"Check\")),0)","v":6},{"$f":"IFERROR(IF(OR(C572=\"S\",C572=\"D\"),VLOOKUP(B572,'Seasonal Customer Count'!$B:$P,6,FALSE),IF(C572=\"W\",VLOOKUP(B572,'Seasonal Customer Count'!$B:$P,14,FALSE),\"Check\")),0)","v":2},{"$f":"IFERROR(IF(OR(C572=\"S\",C572=\"D\"),VLOOKUP(B572,'Seasonal Customer Count'!$B:$P,7,FALSE),IF(C572=\"W\",VLOOKUP(B572,'Seasonal Customer Count'!$B:$P,15,FALSE),\"Check\")),0)","v":0},{"$f":"IFERROR(IF(OR(C572=\"S\",C572=\"D\"),VLOOKUP(B572,'Seasonal Customer Count'!$B:$P,8,FALSE),IF(C572=\"W\",VLOOKUP(B572,'Seasonal Customer Count'!$B:$P,16,FALSE),\"Check\")),0)","v":32},{"$f":"Summary!$D$8*(K572*'Average Project Size'!$F$6+L572*'Average Project Size'!$F$7+M572*'Average Project Size'!$F$8+N572*'Average Project Size'!$F$10+O572*'Average Project Size'!$F$9)/1000","v":2.1613937350525334E-2},{"$f":"Summary!$D$8*(K572*F572*'Average Project Size'!$F$6+L572*G572*'Average Project Size'!$F$7+M572*H572*'Average Project Size'!$F$8+N572*I572*'Average Project Size'!$F$10+O572*J572*'Average Project Size'!$F$9)/1000","v":4.3865413888395167E-4}]
[null,{"$f":"'Peak Identification'!B571","v":"KNYN T-061"},{"$f":"'Peak Identification'!D571","v":"S"},{"$f":"'Peak Identification'!E571","v":17},{"$f":"VLOOKUP($D573,'DER Output'!$S$17:$X$41,6,FALSE)","v":0.19174838710475617},{"$f":"IF($C573=\"S\",VLOOKUP($D573,'DER Output'!$S$18:$W$41,2,FALSE),VLOOKUP($D573,'DER Output'!$S$18:$W$41,3,FALSE))","v":0.30300399777640191},{"$f":"IF($C573=\"S\",VLOOKUP($D573,'DER Output'!$S$18:$W$41,4,FALSE),VLOOKUP($D573,'DER Output'!$S$18:$W$41,5,FALSE))","v":0.30300399777640191},{"$f":"IF($C573=\"S\",VLOOKUP($D573,'DER Output'!$S$18:$W$41,4,FALSE),VLOOKUP($D573,'DER Output'!$S$18:$W$41,5,FALSE))","v":0.30300399777640191},{"$f":"IF($C573=\"S\",VLOOKUP($D573,'DER Output'!$S$18:$W$41,4,FALSE),VLOOKUP($D573,'DER Output'!$S$18:$W$41,5,FALSE))","v":0.30300399777640191},{"$f":"IF($C573=\"S\",VLOOKUP($D573,'DER Output'!$S$18:$W$41,4,FALSE),VLOOKUP($D573,'DER Output'!$S$18:$W$41,5,FALSE))","v":0.30300399777640191},{"$f":"IFERROR(IF(OR(C573=\"S\",C573=\"D\"),VLOOKUP(B573,'Seasonal Customer Count'!$B:$I,4,FALSE),IF(C573=\"W\",VLOOKUP(B573,'Seasonal Customer Count'!$B:$P,12,FALSE),\"Check\")),0)","v":27},{"$f":"IFERROR(IF(OR(C573=\"S\",C573=\"D\"),VLOOKUP(B573,'Seasonal Customer Count'!$B:$P,5,FALSE),IF(C573=\"W\",VLOOKUP(B573,'Seasonal Customer Count'!$B:$P,13,FALSE),\"Check\")),0)","v":10},{"$f":"IFERROR(IF(OR(C573=\"S\",C573=\"D\"),VLOOKUP(B573,'Seasonal Customer Count'!$B:$P,6,FALSE),IF(C573=\"W\",VLOOKUP(B573,'Seasonal Customer Count'!$B:$P,14,FALSE),\"Check\")),0)","v":12},{"$f":"IFERROR(IF(OR(C573=\"S\",C573=\"D\"),VLOOKUP(B573,'Seasonal Customer Count'!$B:$P,7,FALSE),IF(C573=\"W\",VLOOKUP(B573,'Seasonal Customer Count'!$B:$P,15,FALSE),\"Check\")),0)","v":0},{"$f":"IFERROR(IF(OR(C573=\"S\",C573=\"D\"),VLOOKUP(B573,'Seasonal Customer Count'!$B:$P,8,FALSE),IF(C573=\"W\",VLOOKUP(B573,'Seasonal Customer Count'!$B:$P,16,FALSE),\"Check\")),0)","v":54},{"$f":"Summary!$D$8*(K573*'Average Project Size'!$F$6+L573*'Average Project Size'!$F$7+M573*'Average Project Size'!$F$8+N573*'Average Project Size'!$F$10+O573*'Average Project Size'!$F$9)/1000","v":3.8215996043109005E-2},{"$f":"Summary!$D$8*(K573*F573*'Average Project Size'!$F$6+L573*G573*'Average Project Size'!$F$7+M573*H573*'Average Project Size'!$F$8+N573*I573*'Average Project Size'!$F$10+O573*J573*'Average Project Size'!$F$9)/1000","v":1.1579599580069183E-2}]
[null,{"$f":"'Peak Identification'!B572","v":"KNYN T-062"},{"$f":"'Peak Identification'!D572","v":"S"},{"$f":"'Peak Identification'!E572","v":21},{"$f":"VLOOKUP($D574,'DER Output'!$S$17:$X$41,6,FALSE)","v":0},{"$f":"IF($C574=\"S\",VLOOKUP($D574,'DER Output'!$S$18:$W$41,2,FALSE),VLOOKUP($D574,'DER Output'!$S$18:$W$41,3,FALSE))","v":9.5068228432060471E-4},{"$f":"IF($C574=\"S\",VLOOKUP($D574,'DER Output'!$S$18:$W$41,4,FALSE),VLOOKUP($D574,'DER Output'!$S$18:$W$41,5,FALSE))","v":9.5068228432060471E-4},{"$f":"IF($C574=\"S\",VLOOKUP($D574,'DER Output'!$S$18:$W$41,4,FALSE),VLOOKUP($D574,'DER Output'!$S$18:$W$41,5,FALSE))","v":9.5068228432060471E-4},{"$f":"IF($C574=\"S\",VLOOKUP($D574,'DER Output'!$S$18:$W$41,4,FALSE),VLOOKUP($D574,'DER Output'!$S$18:$W$41,5,FALSE))","v":9.5068228432060471E-4},{"$f":"IF($C574=\"S\",VLOOKUP($D574,'DER Output'!$S$18:$W$41,4,FALSE),VLOOKUP($D574,'DER Output'!$S$18:$W$41,5,FALSE))","v":9.5068228432060471E-4},{"$f":"IFERROR(IF(OR(C574=\"S\",C574=\"D\"),VLOOKUP(B574,'Seasonal Customer Count'!$B:$I,4,FALSE),IF(C574=\"W\",VLOOKUP(B574,'Seasonal Customer Count'!$B:$P,12,FALSE),\"Check\")),0)","v":43},{"$f":"IFERROR(IF(OR(C574=\"S\",C574=\"D\"),VLOOKUP(B574,'Seasonal Customer Count'!$B:$P,5,FALSE),IF(C574=\"W\",VLOOKUP(B574,'Seasonal Customer Count'!$B:$P,13,FALSE),\"Check\")),0)","v":13},{"$f":"IFERROR(IF(OR(C574=\"S\",C574=\"D\"),VLOOKUP(B574,'Seasonal Customer Count'!$B:$P,6,FALSE),IF(C574=\"W\",VLOOKUP(B574,'Seasonal Customer Count'!$B:$P,14,FALSE),\"Check\")),0)","v":14},{"$f":"IFERROR(IF(OR(C574=\"S\",C574=\"D\"),VLOOKUP(B574,'Seasonal Customer Count'!$B:$P,7,FALSE),IF(C574=\"W\",VLOOKUP(B574,'Seasonal Customer Count'!$B:$P,15,FALSE),\"Check\")),0)","v":0},{"$f":"IFERROR(IF(OR(C574=\"S\",C574=\"D\"),VLOOKUP(B574,'Seasonal Customer Count'!$B:$P,8,FALSE),IF(C574=\"W\",VLOOKUP(B574,'Seasonal Customer Count'!$B:$P,16,FALSE),\"Check\")),0)","v":74},{"$f":"Summary!$D$8*(K574*'Average Project Size'!$F$6+L574*'Average Project Size'!$F$7+M574*'Average Project Size'!$F$8+N574*'Average Project Size'!$F$10+O574*'Average Project Size'!$F$9)/1000","v":5.2136536496683761E-2},{"$f":"Summary!$D$8*(K574*F574*'Average Project Size'!$F$6+L574*G574*'Average Project Size'!$F$7+M574*H574*'Average Project Size'!$F$8+N574*I574*'Average Project Size'!$F$10+O574*J574*'Average Project Size'!$F$9)/1000","v":4.9565281613231897E-5}]
[null,{"$f":"'Peak Identification'!B573","v":"KPRT T-231"},{"$f":"'Peak Identification'!D573","v":"S"},{"$f":"'Peak Identification'!E573","v":20},{"$f":"VLOOKUP($D575,'DER Output'!$S$17:$X$41,6,FALSE)","v":2.7072953014838841E-3},{"$f":"IF($C575=\"S\",VLOOKUP($D575,'DER Output'!$S$18:$W$41,2,FALSE),VLOOKUP($D575,'DER Output'!$S$18:$W$41,3,FALSE))","v":2.0294966704587497E-2},{"$f":"IF($C575=\"S\",VLOOKUP($D575,'DER Output'!$S$18:$W$41,4,FALSE),VLOOKUP($D575,'DER Output'!$S$18:$W$41,5,FALSE))","v":2.0294966704587497E-2},{"$f":"IF($C575=\"S\",VLOOKUP($D575,'DER Output'!$S$18:$W$41,4,FALSE),VLOOKUP($D575,'DER Output'!$S$18:$W$41,5,FALSE))","v":2.0294966704587497E-2},{"$f":"IF($C575=\"S\",VLOOKUP($D575,'DER Output'!$S$18:$W$41,4,FALSE),VLOOKUP($D575,'DER Output'!$S$18:$W$41,5,FALSE))","v":2.0294966704587497E-2},{"$f":"IF($C575=\"S\",VLOOKUP($D575,'DER Output'!$S$18:$W$41,4,FALSE),VLOOKUP($D575,'DER Output'!$S$18:$W$41,5,FALSE))","v":2.0294966704587497E-2},{"$f":"IFERROR(IF(OR(C575=\"S\",C575=\"D\"),VLOOKUP(B575,'Seasonal Customer Count'!$B:$I,4,FALSE),IF(C575=\"W\",VLOOKUP(B575,'Seasonal Customer Count'!$B:$P,12,FALSE),\"Check\")),0)","v":0},{"$f":"IFERROR(IF(OR(C575=\"S\",C575=\"D\"),VLOOKUP(B575,'Seasonal Customer Count'!$B:$P,5,FALSE),IF(C575=\"W\",VLOOKUP(B575,'Seasonal Customer Count'!$B:$P,13,FALSE),\"Check\")),0)","v":0},{"$f":"IFERROR(IF(OR(C575=\"S\",C575=\"D\"),VLOOKUP(B575,'Seasonal Customer Count'!$B:$P,6,FALSE),IF(C575=\"W\",VLOOKUP(B575,'Seasonal Customer Count'!$B:$P,14,FALSE),\"Check\")),0)","v":0},{"$f":"IFERROR(IF(OR(C575=\"S\",C575=\"D\"),VLOOKUP(B575,'Seasonal Customer Count'!$B:$P,7,FALSE),IF(C575=\"W\",VLOOKUP(B575,'Seasonal Customer Count'!$B:$P,15,FALSE),\"Check\")),0)","v":0},{"$f":"IFERROR(IF(OR(C575=\"S\",C575=\"D\"),VLOOKUP(B575,'Seasonal Customer Count'!$B:$P,8,FALSE),IF(C575=\"W\",VLOOKUP(B575,'Seasonal Customer Count'!$B:$P,16,FALSE),\"Check\")),0)","v":0},{"$f":"Summary!$D$8*(K575*'Average Project Size'!$F$6+L575*'Average Project Size'!$F$7+M575*'Average Project Size'!$F$8+N575*'Average Project Size'!$F$10+O575*'Average Project Size'!$F$9)/1000","v":0},{"$f":"Summary!$D$8*(K575*F575*'Average Project Size'!$F$6+L575*G575*'Average Project Size'!$F$7+M575*H575*'Average Project Size'!$F$8+N575*I575*'Average Project Size'!$F$10+O575*J575*'Average Project Size'!$F$9)/1000","v":0}]
[null,{"$f":"'Peak Identification'!B574","v":"KPRT T-232"},{"$f":"'Peak Identification'!D574","v":"S"},{"$f":"'Peak Identification'!E574","v":20},{"$f":"VLOOKUP($D576,'DER Output'!$S$17:$X$41,6,FALSE)","v":2.7072953014838841E-3},{"$f":"IF($C576=\"S\",VLOOKUP($D576,'DER Output'!$S$18:$W$41,2,FALSE),VLOOKUP($D576,'DER Output'!$S$18:$W$41,3,FALSE))","v":2.0294966704587497E-2},{"$f":"IF($C576=\"S\",VLOOKUP($D576,'DER Output'!$S$18:$W$41,4,FALSE),VLOOKUP($D576,'DER Output'!$S$18:$W$41,5,FALSE))","v":2.0294966704587497E-2},{"$f":"IF($C576=\"S\",VLOOKUP($D576,'DER Output'!$S$18:$W$41,4,FALSE),VLOOKUP($D576,'DER Output'!$S$18:$W$41,5,FALSE))","v":2.0294966704587497E-2},{"$f":"IF($C576=\"S\",VLOOKUP($D576,'DER Output'!$S$18:$W$41,4,FALSE),VLOOKUP($D576,'DER Output'!$S$18:$W$41,5,FALSE))","v":2.0294966704587497E-2},{"$f":"IF($C576=\"S\",VLOOKUP($D576,'DER Output'!$S$18:$W$41,4,FALSE),VLOOKUP($D576,'DER Output'!$S$18:$W$41,5,FALSE))","v":2.0294966704587497E-2},{"$f":"IFERROR(IF(OR(C576=\"S\",C576=\"D\"),VLOOKUP(B576,'Seasonal Customer Count'!$B:$I,4,FALSE),IF(C576=\"W\",VLOOKUP(B576,'Seasonal Customer Count'!$B:$P,12,FALSE),\"Check\")),0)","v":0},{"$f":"IFERROR(IF(OR(C576=\"S\",C576=\"D\"),VLOOKUP(B576,'Seasonal Customer Count'!$B:$P,5,FALSE),IF(C576=\"W\",VLOOKUP(B576,'Seasonal Customer Count'!$B:$P,13,FALSE),\"Check\")),0)","v":0},{"$f":"IFERROR(IF(OR(C576=\"S\",C576=\"D\"),VLOOKUP(B576,'Seasonal Customer Count'!$B:$P,6,FALSE),IF(C576=\"W\",VLOOKUP(B576,'Seasonal Customer Count'!$B:$P,14,FALSE),\"Check\")),0)","v":0},{"$f":"IFERROR(IF(OR(C576=\"S\",C576=\"D\"),VLOOKUP(B576,'Seasonal Customer Count'!$B:$P,7,FALSE),IF(C576=\"W\",VLOOKUP(B576,'Seasonal Customer Count'!$B:$P,15,FALSE),\"Check\")),0)","v":0},{"$f":"IFERROR(IF(OR(C576=\"S\",C576=\"D\"),VLOOKUP(B576,'Seasonal Customer Count'!$B:$P,8,FALSE),IF(C576=\"W\",VLOOKUP(B576,'Seasonal Customer Count'!$B:$P,16,FALSE),\"Check\")),0)","v":0},{"$f":"Summary!$D$8*(K576*'Average Project Size'!$F$6+L576*'Average Project Size'!$F$7+M576*'Average Project Size'!$F$8+N576*'Average Project Size'!$F$10+O576*'Average Project Size'!$F$9)/1000","v":0},{"$f":"Summary!$D$8*(K576*F576*'Average Project Size'!$F$6+L576*G576*'Average Project Size'!$F$7+M576*H576*'Average Project Size'!$F$8+N576*I576*'Average Project Size'!$F$10+O576*J576*'Average Project Size'!$F$9)/1000","v":0}]
[null,{"$f":"'Peak Identification'!B575","v":"KPRT T-341"},{"$f":"'Peak Identification'!D575","v":"S"},{"$f":"'Peak Identification'!E575","v":12},{"$f":"VLOOKUP($D577,'DER Output'!$S$17:$X$41,6,FALSE)","v":0},{"$f":"IF($C577=\"S\",VLOOKUP($D577,'DER Output'!$S$18:$W$41,2,FALSE),VLOOKUP($D577,'DER Output'!$S$18:$W$41,3,FALSE))","v":0.68105753758026133},{"$f":"IF($C577=\"S\",VLOOKUP($D577,'DER Output'!$S$18:$W$41,4,FALSE),VLOOKUP($D577,'DER Output'!$S$18:$W$41,5,FALSE))","v":0.68105753758026133},{"$f":"IF($C577=\"S\",VLOOKUP($D577,'DER Output'!$S$18:$W$41,4,FALSE),VLOOKUP($D577,'DER Output'!$S$18:$W$41,5,FALSE))","v":0.68105753758026133},{"$f":"IF($C577=\"S\",VLOOKUP($D577,'DER Output'!$S$18:$W$41,4,FALSE),VLOOKUP($D577,'DER Output'!$S$18:$W$41,5,FALSE))","v":0.68105753758026133},{"$f":"IF($C577=\"S\",VLOOKUP($D577,'DER Output'!$S$18:$W$41,4,FALSE),VLOOKUP($D577,'DER Output'!$S$18:$W$41,5,FALSE))","v":0.68105753758026133},{"$f":"IFERROR(IF(OR(C577=\"S\",C577=\"D\"),VLOOKUP(B577,'Seasonal Customer Count'!$B:$I,4,FALSE),IF(C577=\"W\",VLOOKUP(B577,'Seasonal Customer Count'!$B:$P,12,FALSE),\"Check\")),0)","v":0},{"$f":"IFERROR(IF(OR(C577=\"S\",C577=\"D\"),VLOOKUP(B577,'Seasonal Customer Count'!$B:$P,5,FALSE),IF(C577=\"W\",VLOOKUP(B577,'Seasonal Customer Count'!$B:$P,13,FALSE),\"Check\")),0)","v":0},{"$f":"IFERROR(IF(OR(C577=\"S\",C577=\"D\"),VLOOKUP(B577,'Seasonal Customer Count'!$B:$P,6,FALSE),IF(C577=\"W\",VLOOKUP(B577,'Seasonal Customer Count'!$B:$P,14,FALSE),\"Check\")),0)","v":0},{"$f":"IFERROR(IF(OR(C577=\"S\",C577=\"D\"),VLOOKUP(B577,'Seasonal Customer Count'!$B:$P,7,FALSE),IF(C577=\"W\",VLOOKUP(B577,'Seasonal Customer Count'!$B:$P,15,FALSE),\"Check\")),0)","v":0},{"$f":"IFERROR(IF(OR(C577=\"S\",C577=\"D\"),VLOOKUP(B577,'Seasonal Customer Count'!$B:$P,8,FALSE),IF(C577=\"W\",VLOOKUP(B577,'Seasonal Customer Count'!$B:$P,16,FALSE),\"Check\")),0)","v":0},{"$f":"Summary!$D$8*(K577*'Average Project Size'!$F$6+L577*'Average Project Size'!$F$7+M577*'Average Project Size'!$F$8+N577*'Average Project Size'!$F$10+O577*'Average Project Size'!$F$9)/1000","v":0},{"$f":"Summary!$D$8*(K577*F577*'Average Project Size'!$F$6+L577*G577*'Average Project Size'!$F$7+M577*H577*'Average Project Size'!$F$8+N577*I577*'Average Project Size'!$F$10+O577*J577*'Average Project Size'!$F$9)/1000","v":0}]
[null,{"$f":"'Peak Identification'!B576","v":"KRCH11"},{"$f":"'Peak Identification'!D576","v":"S"},{"$f":"'Peak Identification'!E576","v":14},{"$f":"VLOOKUP($D578,'DER Output'!$S$17:$X$41,6,FALSE)","v":0.26694349499860076},{"$f":"IF($C578=\"S\",VLOOKUP($D578,'DER Output'!$S$18:$W$41,2,FALSE),VLOOKUP($D578,'DER Output'!$S$18:$W$41,3,FALSE))","v":0.65426593965075153},{"$f":"IF($C578=\"S\",VLOOKUP($D578,'DER Output'!$S$18:$W$41,4,FALSE),VLOOKUP($D578,'DER Output'!$S$18:$W$41,5,FALSE))","v":0.65426593965075153},{"$f":"IF($C578=\"S\",VLOOKUP($D578,'DER Output'!$S$18:$W$41,4,FALSE),VLOOKUP($D578,'DER Output'!$S$18:$W$41,5,FALSE))","v":0.65426593965075153},{"$f":"IF($C578=\"S\",VLOOKUP($D578,'DER Output'!$S$18:$W$41,4,FALSE),VLOOKUP($D578,'DER Output'!$S$18:$W$41,5,FALSE))","v":0.65426593965075153},{"$f":"IF($C578=\"S\",VLOOKUP($D578,'DER Output'!$S$18:$W$41,4,FALSE),VLOOKUP($D578,'DER Output'!$S$18:$W$41,5,FALSE))","v":0.65426593965075153},{"$f":"IFERROR(IF(OR(C578=\"S\",C578=\"D\"),VLOOKUP(B578,'Seasonal Customer Count'!$B:$I,4,FALSE),IF(C578=\"W\",VLOOKUP(B578,'Seasonal Customer Count'!$B:$P,12,FALSE),\"Check\")),0)","v":0},{"$f":"IFERROR(IF(OR(C578=\"S\",C578=\"D\"),VLOOKUP(B578,'Seasonal Customer Count'!$B:$P,5,FALSE),IF(C578=\"W\",VLOOKUP(B578,'Seasonal Customer Count'!$B:$P,13,FALSE),\"Check\")),0)","v":0},{"$f":"IFERROR(IF(OR(C578=\"S\",C578=\"D\"),VLOOKUP(B578,'Seasonal Customer Count'!$B:$P,6,FALSE),IF(C578=\"W\",VLOOKUP(B578,'Seasonal Customer Count'!$B:$P,14,FALSE),\"Check\")),0)","v":0},{"$f":"IFERROR(IF(OR(C578=\"S\",C578=\"D\"),VLOOKUP(B578,'Seasonal Customer Count'!$B:$P,7,FALSE),IF(C578=\"W\",VLOOKUP(B578,'Seasonal Customer Count'!$B:$P,15,FALSE),\"Check\")),0)","v":1},{"$f":"IFERROR(IF(OR(C578=\"S\",C578=\"D\"),VLOOKUP(B578,'Seasonal Customer Count'!$B:$P,8,FALSE),IF(C578=\"W\",VLOOKUP(B578,'Seasonal Customer Count'!$B:$P,16,FALSE),\"Check\")),0)","v":0},{"$f":"Summary!$D$8*(K578*'Average Project Size'!$F$6+L578*'Average Project Size'!$F$7+M578*'Average Project Size'!$F$8+N578*'Average Project Size'!$F$10+O578*'Average Project Size'!$F$9)/1000","v":2.9355110231040001E-3},{"$f":"Summary!$D$8*(K578*F578*'Average Project Size'!$F$6+L578*G578*'Average Project Size'!$F$7+M578*H578*'Average Project Size'!$F$8+N578*I578*'Average Project Size'!$F$10+O578*J578*'Average Project Size'!$F$9)/1000","v":1.9206048778862774E-3}]
[null,{"$f":"'Peak Identification'!B577","v":"KRCH12"},{"$f":"'Peak Identification'!D577","v":"S"},{"$f":"'Peak Identification'!E577","v":15},{"$f":"VLOOKUP($D579,'DER Output'!$S$17:$X$41,6,FALSE)","v":0.24675324675324678},{"$f":"IF($C579=\"S\",VLOOKUP($D579,'DER Output'!$S$18:$W$41,2,FALSE),VLOOKUP($D579,'DER Output'!$S$18:$W$41,3,FALSE))","v":0.57498529407079435},{"$f":"IF($C579=\"S\",VLOOKUP($D579,'DER Output'!$S$18:$W$41,4,FALSE),VLOOKUP($D579,'DER Output'!$S$18:$W$41,5,FALSE))","v":0.57498529407079435},{"$f":"IF($C579=\"S\",VLOOKUP($D579,'DER Output'!$S$18:$W$41,4,FALSE),VLOOKUP($D579,'DER Output'!$S$18:$W$41,5,FALSE))","v":0.57498529407079435},{"$f":"IF($C579=\"S\",VLOOKUP($D579,'DER Output'!$S$18:$W$41,4,FALSE),VLOOKUP($D579,'DER Output'!$S$18:$W$41,5,FALSE))","v":0.57498529407079435},{"$f":"IF($C579=\"S\",VLOOKUP($D579,'DER Output'!$S$18:$W$41,4,FALSE),VLOOKUP($D579,'DER Output'!$S$18:$W$41,5,FALSE))","v":0.57498529407079435},{"$f":"IFERROR(IF(OR(C579=\"S\",C579=\"D\"),VLOOKUP(B579,'Seasonal Customer Count'!$B:$I,4,FALSE),IF(C579=\"W\",VLOOKUP(B579,'Seasonal Customer Count'!$B:$P,12,FALSE),\"Check\")),0)","v":0},{"$f":"IFERROR(IF(OR(C579=\"S\",C579=\"D\"),VLOOKUP(B579,'Seasonal Customer Count'!$B:$P,5,FALSE),IF(C579=\"W\",VLOOKUP(B579,'Seasonal Customer Count'!$B:$P,13,FALSE),\"Check\")),0)","v":0},{"$f":"IFERROR(IF(OR(C579=\"S\",C579=\"D\"),VLOOKUP(B579,'Seasonal Customer Count'!$B:$P,6,FALSE),IF(C579=\"W\",VLOOKUP(B579,'Seasonal Customer Count'!$B:$P,14,FALSE),\"Check\")),0)","v":0},{"$f":"IFERROR(IF(OR(C579=\"S\",C579=\"D\"),VLOOKUP(B579,'Seasonal Customer Count'!$B:$P,7,FALSE),IF(C579=\"W\",VLOOKUP(B579,'Seasonal Customer Count'!$B:$P,15,FALSE),\"Check\")),0)","v":1},{"$f":"IFERROR(IF(OR(C579=\"S\",C579=\"D\"),VLOOKUP(B579,'Seasonal Customer Count'!$B:$P,8,FALSE),IF(C579=\"W\",VLOOKUP(B579,'Seasonal Customer Count'!$B:$P,16,FALSE),\"Check\")),0)","v":0},{"$f":"Summary!$D$8*(K579*'Average Project Size'!$F$6+L579*'Average Project Size'!$F$7+M579*'Average Project Size'!$F$8+N579*'Average Project Size'!$F$10+O579*'Average Project Size'!$F$9)/1000","v":2.9355110231040001E-3},{"$f":"Summary!$D$8*(K579*F579*'Average Project Size'!$F$6+L579*G579*'Average Project Size'!$F$7+M579*H579*'Average Project Size'!$F$8+N579*I579*'Average Project Size'!$F$10+O579*J579*'Average Project Size'!$F$9)/1000","v":1.6878756688675116E-3}]
[null,{"$f":"'Peak Identification'!B578","v":"KRCH13"},{"$f":"'Peak Identification'!D578","v":"S"},{"$f":"'Peak Identification'!E578","v":16},{"$f":"VLOOKUP($D580,'DER Output'!$S$17:$X$41,6,FALSE)","v":0.22644022312513051},{"$f":"IF($C580=\"S\",VLOOKUP($D580,'DER Output'!$S$18:$W$41,2,FALSE),VLOOKUP($D580,'DER Output'!$S$18:$W$41,3,FALSE))","v":0.44781407722569133},{"$f":"IF($C580=\"S\",VLOOKUP($D580,'DER Output'!$S$18:$W$41,4,FALSE),VLOOKUP($D580,'DER Output'!$S$18:$W$41,5,FALSE))","v":0.44781407722569133},{"$f":"IF($C580=\"S\",VLOOKUP($D580,'DER Output'!$S$18:$W$41,4,FALSE),VLOOKUP($D580,'DER Output'!$S$18:$W$41,5,FALSE))","v":0.44781407722569133},{"$f":"IF($C580=\"S\",VLOOKUP($D580,'DER Output'!$S$18:$W$41,4,FALSE),VLOOKUP($D580,'DER Output'!$S$18:$W$41,5,FALSE))","v":0.44781407722569133},{"$f":"IF($C580=\"S\",VLOOKUP($D580,'DER Output'!$S$18:$W$41,4,FALSE),VLOOKUP($D580,'DER Output'!$S$18:$W$41,5,FALSE))","v":0.44781407722569133},{"$f":"IFERROR(IF(OR(C580=\"S\",C580=\"D\"),VLOOKUP(B580,'Seasonal Customer Count'!$B:$I,4,FALSE),IF(C580=\"W\",VLOOKUP(B580,'Seasonal Customer Count'!$B:$P,12,FALSE),\"Check\")),0)","v":0},{"$f":"IFERROR(IF(OR(C580=\"S\",C580=\"D\"),VLOOKUP(B580,'Seasonal Customer Count'!$B:$P,5,FALSE),IF(C580=\"W\",VLOOKUP(B580,'Seasonal Customer Count'!$B:$P,13,FALSE),\"Check\")),0)","v":0},{"$f":"IFERROR(IF(OR(C580=\"S\",C580=\"D\"),VLOOKUP(B580,'Seasonal Customer Count'!$B:$P,6,FALSE),IF(C580=\"W\",VLOOKUP(B580,'Seasonal Customer Count'!$B:$P,14,FALSE),\"Check\")),0)","v":0},{"$f":"IFERROR(IF(OR(C580=\"S\",C580=\"D\"),VLOOKUP(B580,'Seasonal Customer Count'!$B:$P,7,FALSE),IF(C580=\"W\",VLOOKUP(B580,'Seasonal Customer Count'!$B:$P,15,FALSE),\"Check\")),0)","v":1},{"$f":"IFERROR(IF(OR(C580=\"S\",C580=\"D\"),VLOOKUP(B580,'Seasonal Customer Count'!$B:$P,8,FALSE),IF(C580=\"W\",VLOOKUP(B580,'Seasonal Customer Count'!$B:$P,16,FALSE),\"Check\")),0)","v":0},{"$f":"Summary!$D$8*(K580*'Average Project Size'!$F$6+L580*'Average Project Size'!$F$7+M580*'Average Project Size'!$F$8+N580*'Average Project Size'!$F$10+O580*'Average Project Size'!$F$9)/1000","v":2.9355110231040001E-3},{"$f":"Summary!$D$8*(K580*F580*'Average Project Size'!$F$6+L580*G580*'Average Project Size'!$F$7+M580*H580*'Average Project Size'!$F$8+N580*I580*'Average Project Size'!$F$10+O580*J580*'Average Project Size'!$F$9)/1000","v":1.3145631599971628E-3}]
[null,{"$f":"'Peak Identification'!B579","v":"KRCH T-131"},{"$f":"'Peak Identification'!D579","v":"S"},{"$f":"'Peak Identification'!E579","v":15},{"$f":"VLOOKUP($D581,'DER Output'!$S$17:$X$41,6,FALSE)","v":0.24675324675324678},{"$f":"IF($C581=\"S\",VLOOKUP($D581,'DER Output'!$S$18:$W$41,2,FALSE),VLOOKUP($D581,'DER Output'!$S$18:$W$41,3,FALSE))","v":0.57498529407079435},{"$f":"IF($C581=\"S\",VLOOKUP($D581,'DER Output'!$S$18:$W$41,4,FALSE),VLOOKUP($D581,'DER Output'!$S$18:$W$41,5,FALSE))","v":0.57498529407079435},{"$f":"IF($C581=\"S\",VLOOKUP($D581,'DER Output'!$S$18:$W$41,4,FALSE),VLOOKUP($D581,'DER Output'!$S$18:$W$41,5,FALSE))","v":0.57498529407079435},{"$f":"IF($C581=\"S\",VLOOKUP($D581,'DER Output'!$S$18:$W$41,4,FALSE),VLOOKUP($D581,'DER Output'!$S$18:$W$41,5,FALSE))","v":0.57498529407079435},{"$f":"IF($C581=\"S\",VLOOKUP($D581,'DER Output'!$S$18:$W$41,4,FALSE),VLOOKUP($D581,'DER Output'!$S$18:$W$41,5,FALSE))","v":0.57498529407079435},{"$f":"IFERROR(IF(OR(C581=\"S\",C581=\"D\"),VLOOKUP(B581,'Seasonal Customer Count'!$B:$I,4,FALSE),IF(C581=\"W\",VLOOKUP(B581,'Seasonal Customer Count'!$B:$P,12,FALSE),\"Check\")),0)","v":0},{"$f":"IFERROR(IF(OR(C581=\"S\",C581=\"D\"),VLOOKUP(B581,'Seasonal Customer Count'!$B:$P,5,FALSE),IF(C581=\"W\",VLOOKUP(B581,'Seasonal Customer Count'!$B:$P,13,FALSE),\"Check\")),0)","v":0},{"$f":"IFERROR(IF(OR(C581=\"S\",C581=\"D\"),VLOOKUP(B581,'Seasonal Customer Count'!$B:$P,6,FALSE),IF(C581=\"W\",VLOOKUP(B581,'Seasonal Customer Count'!$B:$P,14,FALSE),\"Check\")),0)","v":0},{"$f":"IFERROR(IF(OR(C581=\"S\",C581=\"D\"),VLOOKUP(B581,'Seasonal Customer Count'!$B:$P,7,FALSE),IF(C581=\"W\",VLOOKUP(B581,'Seasonal Customer Count'!$B:$P,15,FALSE),\"Check\")),0)","v":3},{"$f":"IFERROR(IF(OR(C581=\"S\",C581=\"D\"),VLOOKUP(B581,'Seasonal Customer Count'!$B:$P,8,FALSE),IF(C581=\"W\",VLOOKUP(B581,'Seasonal Customer Count'!$B:$P,16,FALSE),\"Check\")),0)","v":0},{"$f":"Summary!$D$8*(K581*'Average Project Size'!$F$6+L581*'Average Project Size'!$F$7+M581*'Average Project Size'!$F$8+N581*'Average Project Size'!$F$10+O581*'Average Project Size'!$F$9)/1000","v":8.8065330693119989E-3},{"$f":"Summary!$D$8*(K581*F581*'Average Project Size'!$F$6+L581*G581*'Average Project Size'!$F$7+M581*H581*'Average Project Size'!$F$8+N581*I581*'Average Project Size'!$F$10+O581*J581*'Average Project Size'!$F$9)/1000","v":5.0636270066025356E-3}]
[null,{"$f":"'Peak Identification'!B580","v":"KRMR41"},{"$f":"'Peak Identification'!D580","v":"S"},{"$f":"'Peak Identification'!E580","v":10},{"$f":"VLOOKUP($D582,'DER Output'!$S$17:$X$41,6,FALSE)","v":0},{"$f":"IF($C582=\"S\",VLOOKUP($D582,'DER Output'!$S$18:$W$41,2,FALSE),VLOOKUP($D582,'DER Output'!$S$18:$W$41,3,FALSE))","v":0.49368339993884308},{"$f":"IF($C582=\"S\",VLOOKUP($D582,'DER Output'!$S$18:$W$41,4,FALSE),VLOOKUP($D582,'DER Output'!$S$18:$W$41,5,FALSE))","v":0.49368339993884308},{"$f":"IF($C582=\"S\",VLOOKUP($D582,'DER Output'!$S$18:$W$41,4,FALSE),VLOOKUP($D582,'DER Output'!$S$18:$W$41,5,FALSE))","v":0.49368339993884308},{"$f":"IF($C582=\"S\",VLOOKUP($D582,'DER Output'!$S$18:$W$41,4,FALSE),VLOOKUP($D582,'DER Output'!$S$18:$W$41,5,FALSE))","v":0.49368339993884308},{"$f":"IF($C582=\"S\",VLOOKUP($D582,'DER Output'!$S$18:$W$41,4,FALSE),VLOOKUP($D582,'DER Output'!$S$18:$W$41,5,FALSE))","v":0.49368339993884308},{"$f":"IFERROR(IF(OR(C582=\"S\",C582=\"D\"),VLOOKUP(B582,'Seasonal Customer Count'!$B:$I,4,FALSE),IF(C582=\"W\",VLOOKUP(B582,'Seasonal Customer Count'!$B:$P,12,FALSE),\"Check\")),0)","v":203},{"$f":"IFERROR(IF(OR(C582=\"S\",C582=\"D\"),VLOOKUP(B582,'Seasonal Customer Count'!$B:$P,5,FALSE),IF(C582=\"W\",VLOOKUP(B582,'Seasonal Customer Count'!$B:$P,13,FALSE),\"Check\")),0)","v":26},{"$f":"IFERROR(IF(OR(C582=\"S\",C582=\"D\"),VLOOKUP(B582,'Seasonal Customer Count'!$B:$P,6,FALSE),IF(C582=\"W\",VLOOKUP(B582,'Seasonal Customer Count'!$B:$P,14,FALSE),\"Check\")),0)","v":31},{"$f":"IFERROR(IF(OR(C582=\"S\",C582=\"D\"),VLOOKUP(B582,'Seasonal Customer Count'!$B:$P,7,FALSE),IF(C582=\"W\",VLOOKUP(B582,'Seasonal Customer Count'!$B:$P,15,FALSE),\"Check\")),0)","v":0},{"$f":"IFERROR(IF(OR(C582=\"S\",C582=\"D\"),VLOOKUP(B582,'Seasonal Customer Count'!$B:$P,8,FALSE),IF(C582=\"W\",VLOOKUP(B582,'Seasonal Customer Count'!$B:$P,16,FALSE),\"Check\")),0)","v":188},{"$f":"Summary!$D$8*(K582*'Average Project Size'!$F$6+L582*'Average Project Size'!$F$7+M582*'Average Project Size'!$F$8+N582*'Average Project Size'!$F$10+O582*'Average Project Size'!$F$9)/1000","v":0.13488061773440135},{"$f":"Summary!$D$8*(K582*F582*'Average Project Size'!$F$6+L582*G582*'Average Project Size'!$F$7+M582*H582*'Average Project Size'!$F$8+N582*I582*'Average Project Size'!$F$10+O582*J582*'Average Project Size'!$F$9)/1000","v":6.6588321948970672E-2}]
[null,{"$f":"'Peak Identification'!B581","v":"KRMR42"},{"$f":"'Peak Identification'!D581","v":"S"},{"$f":"'Peak Identification'!E581","v":22},{"$f":"VLOOKUP($D583,'DER Output'!$S$17:$X$41,6,FALSE)","v":0},{"$f":"IF($C583=\"S\",VLOOKUP($D583,'DER Output'!$S$18:$W$41,2,FALSE),VLOOKUP($D583,'DER Output'!$S$18:$W$41,3,FALSE))","v":4.7662353088631345E-4},{"$f":"IF($C583=\"S\",VLOOKUP($D583,'DER Output'!$S$18:$W$41,4,FALSE),VLOOKUP($D583,'DER Output'!$S$18:$W$41,5,FALSE))","v":4.7662353088631345E-4},{"$f":"IF($C583=\"S\",VLOOKUP($D583,'DER Output'!$S$18:$W$41,4,FALSE),VLOOKUP($D583,'DER Output'!$S$18:$W$41,5,FALSE))","v":4.7662353088631345E-4},{"$f":"IF($C583=\"S\",VLOOKUP($D583,'DER Output'!$S$18:$W$41,4,FALSE),VLOOKUP($D583,'DER Output'!$S$18:$W$41,5,FALSE))","v":4.7662353088631345E-4},{"$f":"IF($C583=\"S\",VLOOKUP($D583,'DER Output'!$S$18:$W$41,4,FALSE),VLOOKUP($D583,'DER Output'!$S$18:$W$41,5,FALSE))","v":4.7662353088631345E-4},{"$f":"IFERROR(IF(OR(C583=\"S\",C583=\"D\"),VLOOKUP(B583,'Seasonal Customer Count'!$B:$I,4,FALSE),IF(C583=\"W\",VLOOKUP(B583,'Seasonal Customer Count'!$B:$P,12,FALSE),\"Check\")),0)","v":568},{"$f":"IFERROR(IF(OR(C583=\"S\",C583=\"D\"),VLOOKUP(B583,'Seasonal Customer Count'!$B:$P,5,FALSE),IF(C583=\"W\",VLOOKUP(B583,'Seasonal Customer Count'!$B:$P,13,FALSE),\"Check\")),0)","v":47},{"$f":"IFERROR(IF(OR(C583=\"S\",C583=\"D\"),VLOOKUP(B583,'Seasonal Customer Count'!$B:$P,6,FALSE),IF(C583=\"W\",VLOOKUP(B583,'Seasonal Customer Count'!$B:$P,14,FALSE),\"Check\")),0)","v":68},{"$f":"IFERROR(IF(OR(C583=\"S\",C583=\"D\"),VLOOKUP(B583,'Seasonal Customer Count'!$B:$P,7,FALSE),IF(C583=\"W\",VLOOKUP(B583,'Seasonal Customer Count'!$B:$P,15,FALSE),\"Check\")),0)","v":0},{"$f":"IFERROR(IF(OR(C583=\"S\",C583=\"D\"),VLOOKUP(B583,'Seasonal Customer Count'!$B:$P,8,FALSE),IF(C583=\"W\",VLOOKUP(B583,'Seasonal Customer Count'!$B:$P,16,FALSE),\"Check\")),0)","v":139},{"$f":"Summary!$D$8*(K583*'Average Project Size'!$F$6+L583*'Average Project Size'!$F$7+M583*'Average Project Size'!$F$8+N583*'Average Project Size'!$F$10+O583*'Average Project Size'!$F$9)/1000","v":0.12612663933729892},{"$f":"Summary!$D$8*(K583*F583*'Average Project Size'!$F$6+L583*G583*'Average Project Size'!$F$7+M583*H583*'Average Project Size'!$F$8+N583*I583*'Average Project Size'!$F$10+O583*J583*'Average Project Size'!$F$9)/1000","v":6.011492417976802E-5}]
[null,{"$f":"'Peak Identification'!B582","v":"KRMR43"},{"$f":"'Peak Identification'!D582","v":"W"},{"$f":"'Peak Identification'!E582","v":10},{"$f":"VLOOKUP($D584,'DER Output'!$S$17:$X$41,6,FALSE)","v":0},{"$f":"IF($C584=\"S\",VLOOKUP($D584,'DER Output'!$S$18:$W$41,2,FALSE),VLOOKUP($D584,'DER Output'!$S$18:$W$41,3,FALSE))","v":0.19782039092133938},{"$f":"IF($C584=\"S\",VLOOKUP($D584,'DER Output'!$S$18:$W$41,4,FALSE),VLOOKUP($D584,'DER Output'!$S$18:$W$41,5,FALSE))","v":0.19782039092133938},{"$f":"IF($C584=\"S\",VLOOKUP($D584,'DER Output'!$S$18:$W$41,4,FALSE),VLOOKUP($D584,'DER Output'!$S$18:$W$41,5,FALSE))","v":0.19782039092133938},{"$f":"IF($C584=\"S\",VLOOKUP($D584,'DER Output'!$S$18:$W$41,4,FALSE),VLOOKUP($D584,'DER Output'!$S$18:$W$41,5,FALSE))","v":0.19782039092133938},{"$f":"IF($C584=\"S\",VLOOKUP($D584,'DER Output'!$S$18:$W$41,4,FALSE),VLOOKUP($D584,'DER Output'!$S$18:$W$41,5,FALSE))","v":0.19782039092133938},{"$f":"IFERROR(IF(OR(C584=\"S\",C584=\"D\"),VLOOKUP(B584,'Seasonal Customer Count'!$B:$I,4,FALSE),IF(C584=\"W\",VLOOKUP(B584,'Seasonal Customer Count'!$B:$P,12,FALSE),\"Check\")),0)","v":21},{"$f":"IFERROR(IF(OR(C584=\"S\",C584=\"D\"),VLOOKUP(B584,'Seasonal Customer Count'!$B:$P,5,FALSE),IF(C584=\"W\",VLOOKUP(B584,'Seasonal Customer Count'!$B:$P,13,FALSE),\"Check\")),0)","v":5},{"$f":"IFERROR(IF(OR(C584=\"S\",C584=\"D\"),VLOOKUP(B584,'Seasonal Customer Count'!$B:$P,6,FALSE),IF(C584=\"W\",VLOOKUP(B584,'Seasonal Customer Count'!$B:$P,14,FALSE),\"Check\")),0)","v":0},{"$f":"IFERROR(IF(OR(C584=\"S\",C584=\"D\"),VLOOKUP(B584,'Seasonal Customer Count'!$B:$P,7,FALSE),IF(C584=\"W\",VLOOKUP(B584,'Seasonal Customer Count'!$B:$P,15,FALSE),\"Check\")),0)","v":25},{"$f":"IFERROR(IF(OR(C584=\"S\",C584=\"D\"),VLOOKUP(B584,'Seasonal Customer Count'!$B:$P,8,FALSE),IF(C584=\"W\",VLOOKUP(B584,'Seasonal Customer Count'!$B:$P,16,FALSE),\"Check\")),0)","v":0},{"$f":"Summary!$D$8*(K584*'Average Project Size'!$F$6+L584*'Average Project Size'!$F$7+M584*'Average Project Size'!$F$8+N584*'Average Project Size'!$F$10+O584*'Average Project Size'!$F$9)/1000","v":7.4589204584897817E-2},{"$f":"Summary!$D$8*(K584*F584*'Average Project Size'!$F$6+L584*G584*'Average Project Size'!$F$7+M584*H584*'Average Project Size'!$F$8+N584*I584*'Average Project Size'!$F$10+O584*J584*'Average Project Size'!$F$9)/1000","v":1.4755265609496243E-2}]
[null,{"$f":"'Peak Identification'!B583","v":"KRMR44"},{"$f":"'Peak Identification'!D583","v":"S"},{"$f":"'Peak Identification'!E583","v":21},{"$f":"VLOOKUP($D585,'DER Output'!$S$17:$X$41,6,FALSE)","v":0},{"$f":"IF($C585=\"S\",VLOOKUP($D585,'DER Output'!$S$18:$W$41,2,FALSE),VLOOKUP($D585,'DER Output'!$S$18:$W$41,3,FALSE))","v":9.5068228432060471E-4},{"$f":"IF($C585=\"S\",VLOOKUP($D585,'DER Output'!$S$18:$W$41,4,FALSE),VLOOKUP($D585,'DER Output'!$S$18:$W$41,5,FALSE))","v":9.5068228432060471E-4},{"$f":"IF($C585=\"S\",VLOOKUP($D585,'DER Output'!$S$18:$W$41,4,FALSE),VLOOKUP($D585,'DER Output'!$S$18:$W$41,5,FALSE))","v":9.5068228432060471E-4},{"$f":"IF($C585=\"S\",VLOOKUP($D585,'DER Output'!$S$18:$W$41,4,FALSE),VLOOKUP($D585,'DER Output'!$S$18:$W$41,5,FALSE))","v":9.5068228432060471E-4},{"$f":"IF($C585=\"S\",VLOOKUP($D585,'DER Output'!$S$18:$W$41,4,FALSE),VLOOKUP($D585,'DER Output'!$S$18:$W$41,5,FALSE))","v":9.5068228432060471E-4},{"$f":"IFERROR(IF(OR(C585=\"S\",C585=\"D\"),VLOOKUP(B585,'Seasonal Customer Count'!$B:$I,4,FALSE),IF(C585=\"W\",VLOOKUP(B585,'Seasonal Customer Count'!$B:$P,12,FALSE),\"Check\")),0)","v":40},{"$f":"IFERROR(IF(OR(C585=\"S\",C585=\"D\"),VLOOKUP(B585,'Seasonal Customer Count'!$B:$P,5,FALSE),IF(C585=\"W\",VLOOKUP(B585,'Seasonal Customer Count'!$B:$P,13,FALSE),\"Check\")),0)","v":8},{"$f":"IFERROR(IF(OR(C585=\"S\",C585=\"D\"),VLOOKUP(B585,'Seasonal Customer Count'!$B:$P,6,FALSE),IF(C585=\"W\",VLOOKUP(B585,'Seasonal Customer Count'!$B:$P,14,FALSE),\"Check\")),0)","v":16},{"$f":"IFERROR(IF(OR(C585=\"S\",C585=\"D\"),VLOOKUP(B585,'Seasonal Customer Count'!$B:$P,7,FALSE),IF(C585=\"W\",VLOOKUP(B585,'Seasonal Customer Count'!$B:$P,15,FALSE),\"Check\")),0)","v":0},{"$f":"IFERROR(IF(OR(C585=\"S\",C585=\"D\"),VLOOKUP(B585,'Seasonal Customer Count'!$B:$P,8,FALSE),IF(C585=\"W\",VLOOKUP(B585,'Seasonal Customer Count'!$B:$P,16,FALSE),\"Check\")),0)","v":61},{"$f":"Summary!$D$8*(K585*'Average Project Size'!$F$6+L585*'Average Project Size'!$F$7+M585*'Average Project Size'!$F$8+N585*'Average Project Size'!$F$10+O585*'Average Project Size'!$F$9)/1000","v":4.3726150782186737E-2},{"$f":"Summary!$D$8*(K585*F585*'Average Project Size'!$F$6+L585*G585*'Average Project Size'!$F$7+M585*H585*'Average Project Size'!$F$8+N585*I585*'Average Project Size'!$F$10+O585*J585*'Average Project Size'!$F$9)/1000","v":4.1569676910156476E-5}]
[null,{"$f":"'Peak Identification'!B584","v":"KRMR T-131"},{"$f":"'Peak Identification'!D584","v":"S"},{"$f":"'Peak Identification'!E584","v":21},{"$f":"VLOOKUP($D586,'DER Output'!$S$17:$X$41,6,FALSE)","v":0},{"$f":"IF($C586=\"S\",VLOOKUP($D586,'DER Output'!$S$18:$W$41,2,FALSE),VLOOKUP($D586,'DER Output'!$S$18:$W$41,3,FALSE))","v":9.5068228432060471E-4},{"$f":"IF($C586=\"S\",VLOOKUP($D586,'DER Output'!$S$18:$W$41,4,FALSE),VLOOKUP($D586,'DER Output'!$S$18:$W$41,5,FALSE))","v":9.5068228432060471E-4},{"$f":"IF($C586=\"S\",VLOOKUP($D586,'DER Output'!$S$18:$W$41,4,FALSE),VLOOKUP($D586,'DER Output'!$S$18:$W$41,5,FALSE))","v":9.5068228432060471E-4},{"$f":"IF($C586=\"S\",VLOOKUP($D586,'DER Output'!$S$18:$W$41,4,FALSE),VLOOKUP($D586,'DER Output'!$S$18:$W$41,5,FALSE))","v":9.5068228432060471E-4},{"$f":"IF($C586=\"S\",VLOOKUP($D586,'DER Output'!$S$18:$W$41,4,FALSE),VLOOKUP($D586,'DER Output'!$S$18:$W$41,5,FALSE))","v":9.5068228432060471E-4},{"$f":"IFERROR(IF(OR(C586=\"S\",C586=\"D\"),VLOOKUP(B586,'Seasonal Customer Count'!$B:$I,4,FALSE),IF(C586=\"W\",VLOOKUP(B586,'Seasonal Customer Count'!$B:$P,12,FALSE),\"Check\")),0)","v":771},{"$f":"IFERROR(IF(OR(C586=\"S\",C586=\"D\"),VLOOKUP(B586,'Seasonal Customer Count'!$B:$P,5,FALSE),IF(C586=\"W\",VLOOKUP(B586,'Seasonal Customer Count'!$B:$P,13,FALSE),\"Check\")),0)","v":73},{"$f":"IFERROR(IF(OR(C586=\"S\",C586=\"D\"),VLOOKUP(B586,'Seasonal Customer Count'!$B:$P,6,FALSE),IF(C586=\"W\",VLOOKUP(B586,'Seasonal Customer Count'!$B:$P,14,FALSE),\"Check\")),0)","v":99},{"$f":"IFERROR(IF(OR(C586=\"S\",C586=\"D\"),VLOOKUP(B586,'Seasonal Customer Count'!$B:$P,7,FALSE),IF(C586=\"W\",VLOOKUP(B586,'Seasonal Customer Count'!$B:$P,15,FALSE),\"Check\")),0)","v":0},{"$f":"IFERROR(IF(OR(C586=\"S\",C586=\"D\"),VLOOKUP(B586,'Seasonal Customer Count'!$B:$P,8,FALSE),IF(C586=\"W\",VLOOKUP(B586,'Seasonal Customer Count'!$B:$P,16,FALSE),\"Check\")),0)","v":327},{"$f":"Summary!$D$8*(K586*'Average Project Size'!$F$6+L586*'Average Project Size'!$F$7+M586*'Average Project Size'!$F$8+N586*'Average Project Size'!$F$10+O586*'Average Project Size'!$F$9)/1000","v":0.2610072570717003},{"$f":"Summary!$D$8*(K586*F586*'Average Project Size'!$F$6+L586*G586*'Average Project Size'!$F$7+M586*H586*'Average Project Size'!$F$8+N586*I586*'Average Project Size'!$F$10+O586*J586*'Average Project Size'!$F$9)/1000","v":2.4813497537717937E-4}]
[null,{"$f":"'Peak Identification'!B585","v":"KRMR T-132"},{"$f":"'Peak Identification'!D585","v":"S"},{"$f":"'Peak Identification'!E585","v":22},{"$f":"VLOOKUP($D587,'DER Output'!$S$17:$X$41,6,FALSE)","v":0},{"$f":"IF($C587=\"S\",VLOOKUP($D587,'DER Output'!$S$18:$W$41,2,FALSE),VLOOKUP($D587,'DER Output'!$S$18:$W$41,3,FALSE))","v":4.7662353088631345E-4},{"$f":"IF($C587=\"S\",VLOOKUP($D587,'DER Output'!$S$18:$W$41,4,FALSE),VLOOKUP($D587,'DER Output'!$S$18:$W$41,5,FALSE))","v":4.7662353088631345E-4},{"$f":"IF($C587=\"S\",VLOOKUP($D587,'DER Output'!$S$18:$W$41,4,FALSE),VLOOKUP($D587,'DER Output'!$S$18:$W$41,5,FALSE))","v":4.7662353088631345E-4},{"$f":"IF($C587=\"S\",VLOOKUP($D587,'DER Output'!$S$18:$W$41,4,FALSE),VLOOKUP($D587,'DER Output'!$S$18:$W$41,5,FALSE))","v":4.7662353088631345E-4},{"$f":"IF($C587=\"S\",VLOOKUP($D587,'DER Output'!$S$18:$W$41,4,FALSE),VLOOKUP($D587,'DER Output'!$S$18:$W$41,5,FALSE))","v":4.7662353088631345E-4},{"$f":"IFERROR(IF(OR(C587=\"S\",C587=\"D\"),VLOOKUP(B587,'Seasonal Customer Count'!$B:$I,4,FALSE),IF(C587=\"W\",VLOOKUP(B587,'Seasonal Customer Count'!$B:$P,12,FALSE),\"Check\")),0)","v":129},{"$f":"IFERROR(IF(OR(C587=\"S\",C587=\"D\"),VLOOKUP(B587,'Seasonal Customer Count'!$B:$P,5,FALSE),IF(C587=\"W\",VLOOKUP(B587,'Seasonal Customer Count'!$B:$P,13,FALSE),\"Check\")),0)","v":25},{"$f":"IFERROR(IF(OR(C587=\"S\",C587=\"D\"),VLOOKUP(B587,'Seasonal Customer Count'!$B:$P,6,FALSE),IF(C587=\"W\",VLOOKUP(B587,'Seasonal Customer Count'!$B:$P,14,FALSE),\"Check\")),0)","v":41},{"$f":"IFERROR(IF(OR(C587=\"S\",C587=\"D\"),VLOOKUP(B587,'Seasonal Customer Count'!$B:$P,7,FALSE),IF(C587=\"W\",VLOOKUP(B587,'Seasonal Customer Count'!$B:$P,15,FALSE),\"Check\")),0)","v":2},{"$f":"IFERROR(IF(OR(C587=\"S\",C587=\"D\"),VLOOKUP(B587,'Seasonal Customer Count'!$B:$P,8,FALSE),IF(C587=\"W\",VLOOKUP(B587,'Seasonal Customer Count'!$B:$P,16,FALSE),\"Check\")),0)","v":114},{"$f":"Summary!$D$8*(K587*'Average Project Size'!$F$6+L587*'Average Project Size'!$F$7+M587*'Average Project Size'!$F$8+N587*'Average Project Size'!$F$10+O587*'Average Project Size'!$F$9)/1000","v":9.2390679603066364E-2},{"$f":"Summary!$D$8*(K587*F587*'Average Project Size'!$F$6+L587*G587*'Average Project Size'!$F$7+M587*H587*'Average Project Size'!$F$8+N587*I587*'Average Project Size'!$F$10+O587*J587*'Average Project Size'!$F$9)/1000","v":4.4035571933399581E-5}]
[null,{"$f":"'Peak Identification'!B586","v":"KUNA11"},{"$f":"'Peak Identification'!D586","v":"S"},{"$f":"'Peak Identification'!E586","v":9},{"$f":"VLOOKUP($D588,'DER Output'!$S$17:$X$41,6,FALSE)","v":0},{"$f":"IF($C588=\"S\",VLOOKUP($D588,'DER Output'!$S$18:$W$41,2,FALSE),VLOOKUP($D588,'DER Output'!$S$18:$W$41,3,FALSE))","v":0.33510518636371905},{"$f":"IF($C588=\"S\",VLOOKUP($D588,'DER Output'!$S$18:$W$41,4,FALSE),VLOOKUP($D588,'DER Output'!$S$18:$W$41,5,FALSE))","v":0.33510518636371905},{"$f":"IF($C588=\"S\",VLOOKUP($D588,'DER Output'!$S$18:$W$41,4,FALSE),VLOOKUP($D588,'DER Output'!$S$18:$W$41,5,FALSE))","v":0.33510518636371905},{"$f":"IF($C588=\"S\",VLOOKUP($D588,'DER Output'!$S$18:$W$41,4,FALSE),VLOOKUP($D588,'DER Output'!$S$18:$W$41,5,FALSE))","v":0.33510518636371905},{"$f":"IF($C588=\"S\",VLOOKUP($D588,'DER Output'!$S$18:$W$41,4,FALSE),VLOOKUP($D588,'DER Output'!$S$18:$W$41,5,FALSE))","v":0.33510518636371905},{"$f":"IFERROR(IF(OR(C588=\"S\",C588=\"D\"),VLOOKUP(B588,'Seasonal Customer Count'!$B:$I,4,FALSE),IF(C588=\"W\",VLOOKUP(B588,'Seasonal Customer Count'!$B:$P,12,FALSE),\"Check\")),0)","v":310},{"$f":"IFERROR(IF(OR(C588=\"S\",C588=\"D\"),VLOOKUP(B588,'Seasonal Customer Count'!$B:$P,5,FALSE),IF(C588=\"W\",VLOOKUP(B588,'Seasonal Customer Count'!$B:$P,13,FALSE),\"Check\")),0)","v":27},{"$f":"IFERROR(IF(OR(C588=\"S\",C588=\"D\"),VLOOKUP(B588,'Seasonal Customer Count'!$B:$P,6,FALSE),IF(C588=\"W\",VLOOKUP(B588,'Seasonal Customer Count'!$B:$P,14,FALSE),\"Check\")),0)","v":40},{"$f":"IFERROR(IF(OR(C588=\"S\",C588=\"D\"),VLOOKUP(B588,'Seasonal Customer Count'!$B:$P,7,FALSE),IF(C588=\"W\",VLOOKUP(B588,'Seasonal Customer Count'!$B:$P,15,FALSE),\"Check\")),0)","v":0},{"$f":"IFERROR(IF(OR(C588=\"S\",C588=\"D\"),VLOOKUP(B588,'Seasonal Customer Count'!$B:$P,8,FALSE),IF(C588=\"W\",VLOOKUP(B588,'Seasonal Customer Count'!$B:$P,16,FALSE),\"Check\")),0)","v":60},{"$f":"Summary!$D$8*(K588*'Average Project Size'!$F$6+L588*'Average Project Size'!$F$7+M588*'Average Project Size'!$F$8+N588*'Average Project Size'!$F$10+O588*'Average Project Size'!$F$9)/1000","v":5.9343087310727544E-2},{"$f":"Summary!$D$8*(K588*F588*'Average Project Size'!$F$6+L588*G588*'Average Project Size'!$F$7+M588*H588*'Average Project Size'!$F$8+N588*I588*'Average Project Size'!$F$10+O588*J588*'Average Project Size'!$F$9)/1000","v":1.9886176332659808E-2}]
[null,{"$f":"'Peak Identification'!B587","v":"KUNA12"},{"$f":"'Peak Identification'!D587","v":"S"},{"$f":"'Peak Identification'!E587","v":17},{"$f":"VLOOKUP($D589,'DER Output'!$S$17:$X$41,6,FALSE)","v":0.19174838710475617},{"$f":"IF($C589=\"S\",VLOOKUP($D589,'DER Output'!$S$18:$W$41,2,FALSE),VLOOKUP($D589,'DER Output'!$S$18:$W$41,3,FALSE))","v":0.30300399777640191},{"$f":"IF($C589=\"S\",VLOOKUP($D589,'DER Output'!$S$18:$W$41,4,FALSE),VLOOKUP($D589,'DER Output'!$S$18:$W$41,5,FALSE))","v":0.30300399777640191},{"$f":"IF($C589=\"S\",VLOOKUP($D589,'DER Output'!$S$18:$W$41,4,FALSE),VLOOKUP($D589,'DER Output'!$S$18:$W$41,5,FALSE))","v":0.30300399777640191},{"$f":"IF($C589=\"S\",VLOOKUP($D589,'DER Output'!$S$18:$W$41,4,FALSE),VLOOKUP($D589,'DER Output'!$S$18:$W$41,5,FALSE))","v":0.30300399777640191},{"$f":"IF($C589=\"S\",VLOOKUP($D589,'DER Output'!$S$18:$W$41,4,FALSE),VLOOKUP($D589,'DER Output'!$S$18:$W$41,5,FALSE))","v":0.30300399777640191},{"$f":"IFERROR(IF(OR(C589=\"S\",C589=\"D\"),VLOOKUP(B589,'Seasonal Customer Count'!$B:$I,4,FALSE),IF(C589=\"W\",VLOOKUP(B589,'Seasonal Customer Count'!$B:$P,12,FALSE),\"Check\")),0)","v":2076},{"$f":"IFERROR(IF(OR(C589=\"S\",C589=\"D\"),VLOOKUP(B589,'Seasonal Customer Count'!$B:$P,5,FALSE),IF(C589=\"W\",VLOOKUP(B589,'Seasonal Customer Count'!$B:$P,13,FALSE),\"Check\")),0)","v":43},{"$f":"IFERROR(IF(OR(C589=\"S\",C589=\"D\"),VLOOKUP(B589,'Seasonal Customer Count'!$B:$P,6,FALSE),IF(C589=\"W\",VLOOKUP(B589,'Seasonal Customer Count'!$B:$P,14,FALSE),\"Check\")),0)","v":57},{"$f":"IFERROR(IF(OR(C589=\"S\",C589=\"D\"),VLOOKUP(B589,'Seasonal Customer Count'!$B:$P,7,FALSE),IF(C589=\"W\",VLOOKUP(B589,'Seasonal Customer Count'!$B:$P,15,FALSE),\"Check\")),0)","v":0},{"$f":"IFERROR(IF(OR(C589=\"S\",C589=\"D\"),VLOOKUP(B589,'Seasonal Customer Count'!$B:$P,8,FALSE),IF(C589=\"W\",VLOOKUP(B589,'Seasonal Customer Count'!$B:$P,16,FALSE),\"Check\")),0)","v":2},{"$f":"Summary!$D$8*(K589*'Average Project Size'!$F$6+L589*'Average Project Size'!$F$7+M589*'Average Project Size'!$F$8+N589*'Average Project Size'!$F$10+O589*'Average Project Size'!$F$9)/1000","v":9.6744542026512406E-2},{"$f":"Summary!$D$8*(K589*F589*'Average Project Size'!$F$6+L589*G589*'Average Project Size'!$F$7+M589*H589*'Average Project Size'!$F$8+N589*I589*'Average Project Size'!$F$10+O589*J589*'Average Project Size'!$F$9)/1000","v":2.9313982997080386E-2}]
[null,{"$f":"'Peak Identification'!B588","v":"KUNA13"},{"$f":"'Peak Identification'!D588","v":"S"},{"$f":"'Peak Identification'!E588","v":18},{"$f":"VLOOKUP($D590,'DER Output'!$S$17:$X$41,6,FALSE)","v":0.16032398020038169},{"$f":"IF($C590=\"S\",VLOOKUP($D590,'DER Output'!$S$18:$W$41,2,FALSE),VLOOKUP($D590,'DER Output'!$S$18:$W$41,3,FALSE))","v":0.17224423800777711},{"$f":"IF($C590=\"S\",VLOOKUP($D590,'DER Output'!$S$18:$W$41,4,FALSE),VLOOKUP($D590,'DER Output'!$S$18:$W$41,5,FALSE))","v":0.17224423800777711},{"$f":"IF($C590=\"S\",VLOOKUP($D590,'DER Output'!$S$18:$W$41,4,FALSE),VLOOKUP($D590,'DER Output'!$S$18:$W$41,5,FALSE))","v":0.17224423800777711},{"$f":"IF($C590=\"S\",VLOOKUP($D590,'DER Output'!$S$18:$W$41,4,FALSE),VLOOKUP($D590,'DER Output'!$S$18:$W$41,5,FALSE))","v":0.17224423800777711},{"$f":"IF($C590=\"S\",VLOOKUP($D590,'DER Output'!$S$18:$W$41,4,FALSE),VLOOKUP($D590,'DER Output'!$S$18:$W$41,5,FALSE))","v":0.17224423800777711},{"$f":"IFERROR(IF(OR(C590=\"S\",C590=\"D\"),VLOOKUP(B590,'Seasonal Customer Count'!$B:$I,4,FALSE),IF(C590=\"W\",VLOOKUP(B590,'Seasonal Customer Count'!$B:$P,12,FALSE),\"Check\")),0)","v":1060},{"$f":"IFERROR(IF(OR(C590=\"S\",C590=\"D\"),VLOOKUP(B590,'Seasonal Customer Count'!$B:$P,5,FALSE),IF(C590=\"W\",VLOOKUP(B590,'Seasonal Customer Count'!$B:$P,13,FALSE),\"Check\")),0)","v":25},{"$f":"IFERROR(IF(OR(C590=\"S\",C590=\"D\"),VLOOKUP(B590,'Seasonal Customer Count'!$B:$P,6,FALSE),IF(C590=\"W\",VLOOKUP(B590,'Seasonal Customer Count'!$B:$P,14,FALSE),\"Check\")),0)","v":21},{"$f":"IFERROR(IF(OR(C590=\"S\",C590=\"D\"),VLOOKUP(B590,'Seasonal Customer Count'!$B:$P,7,FALSE),IF(C590=\"W\",VLOOKUP(B590,'Seasonal Customer Count'!$B:$P,15,FALSE),\"Check\")),0)","v":0},{"$f":"IFERROR(IF(OR(C590=\"S\",C590=\"D\"),VLOOKUP(B590,'Seasonal Customer Count'!$B:$P,8,FALSE),IF(C590=\"W\",VLOOKUP(B590,'Seasonal Customer Count'!$B:$P,16,FALSE),\"Check\")),0)","v":21},{"$f":"Summary!$D$8*(K590*'Average Project Size'!$F$6+L590*'Average Project Size'!$F$7+M590*'Average Project Size'!$F$8+N590*'Average Project Size'!$F$10+O590*'Average Project Size'!$F$9)/1000","v":6.0934134037842605E-2},{"$f":"Summary!$D$8*(K590*F590*'Average Project Size'!$F$6+L590*G590*'Average Project Size'!$F$7+M590*H590*'Average Project Size'!$F$8+N590*I590*'Average Project Size'!$F$10+O590*J590*'Average Project Size'!$F$9)/1000","v":1.0495553486011954E-2}]
[null,{"$f":"'Peak Identification'!B589","v":"KUNA14"},{"$f":"'Peak Identification'!D589","v":"S"},{"$f":"'Peak Identification'!E589","v":18},{"$f":"VLOOKUP($D591,'DER Output'!$S$17:$X$41,6,FALSE)","v":0.16032398020038169},{"$f":"IF($C591=\"S\",VLOOKUP($D591,'DER Output'!$S$18:$W$41,2,FALSE),VLOOKUP($D591,'DER Output'!$S$18:$W$41,3,FALSE))","v":0.17224423800777711},{"$f":"IF($C591=\"S\",VLOOKUP($D591,'DER Output'!$S$18:$W$41,4,FALSE),VLOOKUP($D591,'DER Output'!$S$18:$W$41,5,FALSE))","v":0.17224423800777711},{"$f":"IF($C591=\"S\",VLOOKUP($D591,'DER Output'!$S$18:$W$41,4,FALSE),VLOOKUP($D591,'DER Output'!$S$18:$W$41,5,FALSE))","v":0.17224423800777711},{"$f":"IF($C591=\"S\",VLOOKUP($D591,'DER Output'!$S$18:$W$41,4,FALSE),VLOOKUP($D591,'DER Output'!$S$18:$W$41,5,FALSE))","v":0.17224423800777711},{"$f":"IF($C591=\"S\",VLOOKUP($D591,'DER Output'!$S$18:$W$41,4,FALSE),VLOOKUP($D591,'DER Output'!$S$18:$W$41,5,FALSE))","v":0.17224423800777711},{"$f":"IFERROR(IF(OR(C591=\"S\",C591=\"D\"),VLOOKUP(B591,'Seasonal Customer Count'!$B:$I,4,FALSE),IF(C591=\"W\",VLOOKUP(B591,'Seasonal Customer Count'!$B:$P,12,FALSE),\"Check\")),0)","v":1087},{"$f":"IFERROR(IF(OR(C591=\"S\",C591=\"D\"),VLOOKUP(B591,'Seasonal Customer Count'!$B:$P,5,FALSE),IF(C591=\"W\",VLOOKUP(B591,'Seasonal Customer Count'!$B:$P,13,FALSE),\"Check\")),0)","v":22},{"$f":"IFERROR(IF(OR(C591=\"S\",C591=\"D\"),VLOOKUP(B591,'Seasonal Customer Count'!$B:$P,6,FALSE),IF(C591=\"W\",VLOOKUP(B591,'Seasonal Customer Count'!$B:$P,14,FALSE),\"Check\")),0)","v":38},{"$f":"IFERROR(IF(OR(C591=\"S\",C591=\"D\"),VLOOKUP(B591,'Seasonal Customer Count'!$B:$P,7,FALSE),IF(C591=\"W\",VLOOKUP(B591,'Seasonal Customer Count'!$B:$P,15,FALSE),\"Check\")),0)","v":0},{"$f":"IFERROR(IF(OR(C591=\"S\",C591=\"D\"),VLOOKUP(B591,'Seasonal Customer Count'!$B:$P,8,FALSE),IF(C591=\"W\",VLOOKUP(B591,'Seasonal Customer Count'!$B:$P,16,FALSE),\"Check\")),0)","v":2},{"$f":"Summary!$D$8*(K591*'Average Project Size'!$F$6+L591*'Average Project Size'!$F$7+M591*'Average Project Size'!$F$8+N591*'Average Project Size'!$F$10+O591*'Average Project Size'!$F$9)/1000","v":5.2626429985828858E-2},{"$f":"Summary!$D$8*(K591*F591*'Average Project Size'!$F$6+L591*G591*'Average Project Size'!$F$7+M591*H591*'Average Project Size'!$F$8+N591*I591*'Average Project Size'!$F$10+O591*J591*'Average Project Size'!$F$9)/1000","v":9.0645993319787253E-3}]
[null,{"$f":"'Peak Identification'!B590","v":"KUNA15"},{"$f":"'Peak Identification'!D590","v":"S"},{"$f":"'Peak Identification'!E590","v":19},{"$f":"VLOOKUP($D592,'DER Output'!$S$17:$X$41,6,FALSE)","v":0.11066797934994306},{"$f":"IF($C592=\"S\",VLOOKUP($D592,'DER Output'!$S$18:$W$41,2,FALSE),VLOOKUP($D592,'DER Output'!$S$18:$W$41,3,FALSE))","v":7.5840560103576066E-2},{"$f":"IF($C592=\"S\",VLOOKUP($D592,'DER Output'!$S$18:$W$41,4,FALSE),VLOOKUP($D592,'DER Output'!$S$18:$W$41,5,FALSE))","v":7.5840560103576066E-2},{"$f":"IF($C592=\"S\",VLOOKUP($D592,'DER Output'!$S$18:$W$41,4,FALSE),VLOOKUP($D592,'DER Output'!$S$18:$W$41,5,FALSE))","v":7.5840560103576066E-2},{"$f":"IF($C592=\"S\",VLOOKUP($D592,'DER Output'!$S$18:$W$41,4,FALSE),VLOOKUP($D592,'DER Output'!$S$18:$W$41,5,FALSE))","v":7.5840560103576066E-2},{"$f":"IF($C592=\"S\",VLOOKUP($D592,'DER Output'!$S$18:$W$41,4,FALSE),VLOOKUP($D592,'DER Output'!$S$18:$W$41,5,FALSE))","v":7.5840560103576066E-2},{"$f":"IFERROR(IF(OR(C592=\"S\",C592=\"D\"),VLOOKUP(B592,'Seasonal Customer Count'!$B:$I,4,FALSE),IF(C592=\"W\",VLOOKUP(B592,'Seasonal Customer Count'!$B:$P,12,FALSE),\"Check\")),0)","v":0},{"$f":"IFERROR(IF(OR(C592=\"S\",C592=\"D\"),VLOOKUP(B592,'Seasonal Customer Count'!$B:$P,5,FALSE),IF(C592=\"W\",VLOOKUP(B592,'Seasonal Customer Count'!$B:$P,13,FALSE),\"Check\")),0)","v":0},{"$f":"IFERROR(IF(OR(C592=\"S\",C592=\"D\"),VLOOKUP(B592,'Seasonal Customer Count'!$B:$P,6,FALSE),IF(C592=\"W\",VLOOKUP(B592,'Seasonal Customer Count'!$B:$P,14,FALSE),\"Check\")),0)","v":0},{"$f":"IFERROR(IF(OR(C592=\"S\",C592=\"D\"),VLOOKUP(B592,'Seasonal Customer Count'!$B:$P,7,FALSE),IF(C592=\"W\",VLOOKUP(B592,'Seasonal Customer Count'!$B:$P,15,FALSE),\"Check\")),0)","v":0},{"$f":"IFERROR(IF(OR(C592=\"S\",C592=\"D\"),VLOOKUP(B592,'Seasonal Customer Count'!$B:$P,8,FALSE),IF(C592=\"W\",VLOOKUP(B592,'Seasonal Customer Count'!$B:$P,16,FALSE),\"Check\")),0)","v":0},{"$f":"Summary!$D$8*(K592*'Average Project Size'!$F$6+L592*'Average Project Size'!$F$7+M592*'Average Project Size'!$F$8+N592*'Average Project Size'!$F$10+O592*'Average Project Size'!$F$9)/1000","v":0},{"$f":"Summary!$D$8*(K592*F592*'Average Project Size'!$F$6+L592*G592*'Average Project Size'!$F$7+M592*H592*'Average Project Size'!$F$8+N592*I592*'Average Project Size'!$F$10+O592*J592*'Average Project Size'!$F$9)/1000","v":0}]
[null,{"$f":"'Peak Identification'!B591","v":"KUNA16"},{"$f":"'Peak Identification'!D591","v":"S"},{"$f":"'Peak Identification'!E591","v":16},{"$f":"VLOOKUP($D593,'DER Output'!$S$17:$X$41,6,FALSE)","v":0.22644022312513051},{"$f":"IF($C593=\"S\",VLOOKUP($D593,'DER Output'!$S$18:$W$41,2,FALSE),VLOOKUP($D593,'DER Output'!$S$18:$W$41,3,FALSE))","v":0.44781407722569133},{"$f":"IF($C593=\"S\",VLOOKUP($D593,'DER Output'!$S$18:$W$41,4,FALSE),VLOOKUP($D593,'DER Output'!$S$18:$W$41,5,FALSE))","v":0.44781407722569133},{"$f":"IF($C593=\"S\",VLOOKUP($D593,'DER Output'!$S$18:$W$41,4,FALSE),VLOOKUP($D593,'DER Output'!$S$18:$W$41,5,FALSE))","v":0.44781407722569133},{"$f":"IF($C593=\"S\",VLOOKUP($D593,'DER Output'!$S$18:$W$41,4,FALSE),VLOOKUP($D593,'DER Output'!$S$18:$W$41,5,FALSE))","v":0.44781407722569133},{"$f":"IF($C593=\"S\",VLOOKUP($D593,'DER Output'!$S$18:$W$41,4,FALSE),VLOOKUP($D593,'DER Output'!$S$18:$W$41,5,FALSE))","v":0.44781407722569133},{"$f":"IFERROR(IF(OR(C593=\"S\",C593=\"D\"),VLOOKUP(B593,'Seasonal Customer Count'!$B:$I,4,FALSE),IF(C593=\"W\",VLOOKUP(B593,'Seasonal Customer Count'!$B:$P,12,FALSE),\"Check\")),0)","v":0},{"$f":"IFERROR(IF(OR(C593=\"S\",C593=\"D\"),VLOOKUP(B593,'Seasonal Customer Count'!$B:$P,5,FALSE),IF(C593=\"W\",VLOOKUP(B593,'Seasonal Customer Count'!$B:$P,13,FALSE),\"Check\")),0)","v":0},{"$f":"IFERROR(IF(OR(C593=\"S\",C593=\"D\"),VLOOKUP(B593,'Seasonal Customer Count'!$B:$P,6,FALSE),IF(C593=\"W\",VLOOKUP(B593,'Seasonal Customer Count'!$B:$P,14,FALSE),\"Check\")),0)","v":0},{"$f":"IFERROR(IF(OR(C593=\"S\",C593=\"D\"),VLOOKUP(B593,'Seasonal Customer Count'!$B:$P,7,FALSE),IF(C593=\"W\",VLOOKUP(B593,'Seasonal Customer Count'!$B:$P,15,FALSE),\"Check\")),0)","v":0},{"$f":"IFERROR(IF(OR(C593=\"S\",C593=\"D\"),VLOOKUP(B593,'Seasonal Customer Count'!$B:$P,8,FALSE),IF(C593=\"W\",VLOOKUP(B593,'Seasonal Customer Count'!$B:$P,16,FALSE),\"Check\")),0)","v":0},{"$f":"Summary!$D$8*(K593*'Average Project Size'!$F$6+L593*'Average Project Size'!$F$7+M593*'Average Project Size'!$F$8+N593*'Average Project Size'!$F$10+O593*'Average Project Size'!$F$9)/1000","v":0},{"$f":"Summary!$D$8*(K593*F593*'Average Project Size'!$F$6+L593*G593*'Average Project Size'!$F$7+M593*H593*'Average Project Size'!$F$8+N593*I593*'Average Project Size'!$F$10+O593*J593*'Average Project Size'!$F$9)/1000","v":0}]
[null,{"$f":"'Peak Identification'!B592","v":"KUNA T-131"},{"$f":"'Peak Identification'!D592","v":"S"},{"$f":"'Peak Identification'!E592","v":19},{"$f":"VLOOKUP($D594,'DER Output'!$S$17:$X$41,6,FALSE)","v":0.11066797934994306},{"$f":"IF($C594=\"S\",VLOOKUP($D594,'DER Output'!$S$18:$W$41,2,FALSE),VLOOKUP($D594,'DER Output'!$S$18:$W$41,3,FALSE))","v":7.5840560103576066E-2},{"$f":"IF($C594=\"S\",VLOOKUP($D594,'DER Output'!$S$18:$W$41,4,FALSE),VLOOKUP($D594,'DER Output'!$S$18:$W$41,5,FALSE))","v":7.5840560103576066E-2},{"$f":"IF($C594=\"S\",VLOOKUP($D594,'DER Output'!$S$18:$W$41,4,FALSE),VLOOKUP($D594,'DER Output'!$S$18:$W$41,5,FALSE))","v":7.5840560103576066E-2},{"$f":"IF($C594=\"S\",VLOOKUP($D594,'DER Output'!$S$18:$W$41,4,FALSE),VLOOKUP($D594,'DER Output'!$S$18:$W$41,5,FALSE))","v":7.5840560103576066E-2},{"$f":"IF($C594=\"S\",VLOOKUP($D594,'DER Output'!$S$18:$W$41,4,FALSE),VLOOKUP($D594,'DER Output'!$S$18:$W$41,5,FALSE))","v":7.5840560103576066E-2},{"$f":"IFERROR(IF(OR(C594=\"S\",C594=\"D\"),VLOOKUP(B594,'Seasonal Customer Count'!$B:$I,4,FALSE),IF(C594=\"W\",VLOOKUP(B594,'Seasonal Customer Count'!$B:$P,12,FALSE),\"Check\")),0)","v":4533},{"$f":"IFERROR(IF(OR(C594=\"S\",C594=\"D\"),VLOOKUP(B594,'Seasonal Customer Count'!$B:$P,5,FALSE),IF(C594=\"W\",VLOOKUP(B594,'Seasonal Customer Count'!$B:$P,13,FALSE),\"Check\")),0)","v":117},{"$f":"IFERROR(IF(OR(C594=\"S\",C594=\"D\"),VLOOKUP(B594,'Seasonal Customer Count'!$B:$P,6,FALSE),IF(C594=\"W\",VLOOKUP(B594,'Seasonal Customer Count'!$B:$P,14,FALSE),\"Check\")),0)","v":156},{"$f":"IFERROR(IF(OR(C594=\"S\",C594=\"D\"),VLOOKUP(B594,'Seasonal Customer Count'!$B:$P,7,FALSE),IF(C594=\"W\",VLOOKUP(B594,'Seasonal Customer Count'!$B:$P,15,FALSE),\"Check\")),0)","v":0},{"$f":"IFERROR(IF(OR(C594=\"S\",C594=\"D\"),VLOOKUP(B594,'Seasonal Customer Count'!$B:$P,8,FALSE),IF(C594=\"W\",VLOOKUP(B594,'Seasonal Customer Count'!$B:$P,16,FALSE),\"Check\")),0)","v":85},{"$f":"Summary!$D$8*(K594*'Average Project Size'!$F$6+L594*'Average Project Size'!$F$7+M594*'Average Project Size'!$F$8+N594*'Average Project Size'!$F$10+O594*'Average Project Size'!$F$9)/1000","v":0.26964819336091145},{"$f":"Summary!$D$8*(K594*F594*'Average Project Size'!$F$6+L594*G594*'Average Project Size'!$F$7+M594*H594*'Average Project Size'!$F$8+N594*I594*'Average Project Size'!$F$10+O594*J594*'Average Project Size'!$F$9)/1000","v":2.0450270015408899E-2}]
[null,{"$f":"'Peak Identification'!B593","v":"KUNA T-132"},{"$f":"'Peak Identification'!D593","v":"S"},{"$f":"'Peak Identification'!E593","v":0},{"$f":"VLOOKUP($D595,'DER Output'!$S$17:$X$41,6,FALSE)","v":0},{"$f":"IF($C595=\"S\",VLOOKUP($D595,'DER Output'!$S$18:$W$41,2,FALSE),VLOOKUP($D595,'DER Output'!$S$18:$W$41,3,FALSE))","v":5.9141103405834004E-4},{"$f":"IF($C595=\"S\",VLOOKUP($D595,'DER Output'!$S$18:$W$41,4,FALSE),VLOOKUP($D595,'DER Output'!$S$18:$W$41,5,FALSE))","v":5.9141103405834004E-4},{"$f":"IF($C595=\"S\",VLOOKUP($D595,'DER Output'!$S$18:$W$41,4,FALSE),VLOOKUP($D595,'DER Output'!$S$18:$W$41,5,FALSE))","v":5.9141103405834004E-4},{"$f":"IF($C595=\"S\",VLOOKUP($D595,'DER Output'!$S$18:$W$41,4,FALSE),VLOOKUP($D595,'DER Output'!$S$18:$W$41,5,FALSE))","v":5.9141103405834004E-4},{"$f":"IF($C595=\"S\",VLOOKUP($D595,'DER Output'!$S$18:$W$41,4,FALSE),VLOOKUP($D595,'DER Output'!$S$18:$W$41,5,FALSE))","v":5.9141103405834004E-4},{"$f":"IFERROR(IF(OR(C595=\"S\",C595=\"D\"),VLOOKUP(B595,'Seasonal Customer Count'!$B:$I,4,FALSE),IF(C595=\"W\",VLOOKUP(B595,'Seasonal Customer Count'!$B:$P,12,FALSE),\"Check\")),0)","v":0},{"$f":"IFERROR(IF(OR(C595=\"S\",C595=\"D\"),VLOOKUP(B595,'Seasonal Customer Count'!$B:$P,5,FALSE),IF(C595=\"W\",VLOOKUP(B595,'Seasonal Customer Count'!$B:$P,13,FALSE),\"Check\")),0)","v":0},{"$f":"IFERROR(IF(OR(C595=\"S\",C595=\"D\"),VLOOKUP(B595,'Seasonal Customer Count'!$B:$P,6,FALSE),IF(C595=\"W\",VLOOKUP(B595,'Seasonal Customer Count'!$B:$P,14,FALSE),\"Check\")),0)","v":0},{"$f":"IFERROR(IF(OR(C595=\"S\",C595=\"D\"),VLOOKUP(B595,'Seasonal Customer Count'!$B:$P,7,FALSE),IF(C595=\"W\",VLOOKUP(B595,'Seasonal Customer Count'!$B:$P,15,FALSE),\"Check\")),0)","v":0},{"$f":"IFERROR(IF(OR(C595=\"S\",C595=\"D\"),VLOOKUP(B595,'Seasonal Customer Count'!$B:$P,8,FALSE),IF(C595=\"W\",VLOOKUP(B595,'Seasonal Customer Count'!$B:$P,16,FALSE),\"Check\")),0)","v":0},{"$f":"Summary!$D$8*(K595*'Average Project Size'!$F$6+L595*'Average Project Size'!$F$7+M595*'Average Project Size'!$F$8+N595*'Average Project Size'!$F$10+O595*'Average Project Size'!$F$9)/1000","v":0},{"$f":"Summary!$D$8*(K595*F595*'Average Project Size'!$F$6+L595*G595*'Average Project Size'!$F$7+M595*H595*'Average Project Size'!$F$8+N595*I595*'Average Project Size'!$F$10+O595*J595*'Average Project Size'!$F$9)/1000","v":0}]
[null,{"$f":"'Peak Identification'!B594","v":"LAKE11"},{"$f":"'Peak Identification'!D594","v":"S"},{"$f":"'Peak Identification'!E594","v":19},{"$f":"VLOOKUP($D596,'DER Output'!$S$17:$X$41,6,FALSE)","v":0.11066797934994306},{"$f":"IF($C596=\"S\",VLOOKUP($D596,'DER Output'!$S$18:$W$41,2,FALSE),VLOOKUP($D596,'DER Output'!$S$18:$W$41,3,FALSE))","v":7.5840560103576066E-2},{"$f":"IF($C596=\"S\",VLOOKUP($D596,'DER Output'!$S$18:$W$41,4,FALSE),VLOOKUP($D596,'DER Output'!$S$18:$W$41,5,FALSE))","v":7.5840560103576066E-2},{"$f":"IF($C596=\"S\",VLOOKUP($D596,'DER Output'!$S$18:$W$41,4,FALSE),VLOOKUP($D596,'DER Output'!$S$18:$W$41,5,FALSE))","v":7.5840560103576066E-2},{"$f":"IF($C596=\"S\",VLOOKUP($D596,'DER Output'!$S$18:$W$41,4,FALSE),VLOOKUP($D596,'DER Output'!$S$18:$W$41,5,FALSE))","v":7.5840560103576066E-2},{"$f":"IF($C596=\"S\",VLOOKUP($D596,'DER Output'!$S$18:$W$41,4,FALSE),VLOOKUP($D596,'DER Output'!$S$18:$W$41,5,FALSE))","v":7.5840560103576066E-2},{"$f":"IFERROR(IF(OR(C596=\"S\",C596=\"D\"),VLOOKUP(B596,'Seasonal Customer Count'!$B:$I,4,FALSE),IF(C596=\"W\",VLOOKUP(B596,'Seasonal Customer Count'!$B:$P,12,FALSE),\"Check\")),0)","v":103},{"$f":"IFERROR(IF(OR(C596=\"S\",C596=\"D\"),VLOOKUP(B596,'Seasonal Customer Count'!$B:$P,5,FALSE),IF(C596=\"W\",VLOOKUP(B596,'Seasonal Customer Count'!$B:$P,13,FALSE),\"Check\")),0)","v":16},{"$f":"IFERROR(IF(OR(C596=\"S\",C596=\"D\"),VLOOKUP(B596,'Seasonal Customer Count'!$B:$P,6,FALSE),IF(C596=\"W\",VLOOKUP(B596,'Seasonal Customer Count'!$B:$P,14,FALSE),\"Check\")),0)","v":15},{"$f":"IFERROR(IF(OR(C596=\"S\",C596=\"D\"),VLOOKUP(B596,'Seasonal Customer Count'!$B:$P,7,FALSE),IF(C596=\"W\",VLOOKUP(B596,'Seasonal Customer Count'!$B:$P,15,FALSE),\"Check\")),0)","v":0},{"$f":"IFERROR(IF(OR(C596=\"S\",C596=\"D\"),VLOOKUP(B596,'Seasonal Customer Count'!$B:$P,8,FALSE),IF(C596=\"W\",VLOOKUP(B596,'Seasonal Customer Count'!$B:$P,16,FALSE),\"Check\")),0)","v":110},{"$f":"Summary!$D$8*(K596*'Average Project Size'!$F$6+L596*'Average Project Size'!$F$7+M596*'Average Project Size'!$F$8+N596*'Average Project Size'!$F$10+O596*'Average Project Size'!$F$9)/1000","v":7.7810440366990169E-2},{"$f":"Summary!$D$8*(K596*F596*'Average Project Size'!$F$6+L596*G596*'Average Project Size'!$F$7+M596*H596*'Average Project Size'!$F$8+N596*I596*'Average Project Size'!$F$10+O596*J596*'Average Project Size'!$F$9)/1000","v":5.9011873793384378E-3}]
[null,{"$f":"'Peak Identification'!B595","v":"LAKE12"},{"$f":"'Peak Identification'!D595","v":"S"},{"$f":"'Peak Identification'!E595","v":18},{"$f":"VLOOKUP($D597,'DER Output'!$S$17:$X$41,6,FALSE)","v":0.16032398020038169},{"$f":"IF($C597=\"S\",VLOOKUP($D597,'DER Output'!$S$18:$W$41,2,FALSE),VLOOKUP($D597,'DER Output'!$S$18:$W$41,3,FALSE))","v":0.17224423800777711},{"$f":"IF($C597=\"S\",VLOOKUP($D597,'DER Output'!$S$18:$W$41,4,FALSE),VLOOKUP($D597,'DER Output'!$S$18:$W$41,5,FALSE))","v":0.17224423800777711},{"$f":"IF($C597=\"S\",VLOOKUP($D597,'DER Output'!$S$18:$W$41,4,FALSE),VLOOKUP($D597,'DER Output'!$S$18:$W$41,5,FALSE))","v":0.17224423800777711},{"$f":"IF($C597=\"S\",VLOOKUP($D597,'DER Output'!$S$18:$W$41,4,FALSE),VLOOKUP($D597,'DER Output'!$S$18:$W$41,5,FALSE))","v":0.17224423800777711},{"$f":"IF($C597=\"S\",VLOOKUP($D597,'DER Output'!$S$18:$W$41,4,FALSE),VLOOKUP($D597,'DER Output'!$S$18:$W$41,5,FALSE))","v":0.17224423800777711},{"$f":"IFERROR(IF(OR(C597=\"S\",C597=\"D\"),VLOOKUP(B597,'Seasonal Customer Count'!$B:$I,4,FALSE),IF(C597=\"W\",VLOOKUP(B597,'Seasonal Customer Count'!$B:$P,12,FALSE),\"Check\")),0)","v":20},{"$f":"IFERROR(IF(OR(C597=\"S\",C597=\"D\"),VLOOKUP(B597,'Seasonal Customer Count'!$B:$P,5,FALSE),IF(C597=\"W\",VLOOKUP(B597,'Seasonal Customer Count'!$B:$P,13,FALSE),\"Check\")),0)","v":6},{"$f":"IFERROR(IF(OR(C597=\"S\",C597=\"D\"),VLOOKUP(B597,'Seasonal Customer Count'!$B:$P,6,FALSE),IF(C597=\"W\",VLOOKUP(B597,'Seasonal Customer Count'!$B:$P,14,FALSE),\"Check\")),0)","v":16},{"$f":"IFERROR(IF(OR(C597=\"S\",C597=\"D\"),VLOOKUP(B597,'Seasonal Customer Count'!$B:$P,7,FALSE),IF(C597=\"W\",VLOOKUP(B597,'Seasonal Customer Count'!$B:$P,15,FALSE),\"Check\")),0)","v":0},{"$f":"IFERROR(IF(OR(C597=\"S\",C597=\"D\"),VLOOKUP(B597,'Seasonal Customer Count'!$B:$P,8,FALSE),IF(C597=\"W\",VLOOKUP(B597,'Seasonal Customer Count'!$B:$P,16,FALSE),\"Check\")),0)","v":47},{"$f":"Summary!$D$8*(K597*'Average Project Size'!$F$6+L597*'Average Project Size'!$F$7+M597*'Average Project Size'!$F$8+N597*'Average Project Size'!$F$10+O597*'Average Project Size'!$F$9)/1000","v":3.3880105901118701E-2},{"$f":"Summary!$D$8*(K597*F597*'Average Project Size'!$F$6+L597*G597*'Average Project Size'!$F$7+M597*H597*'Average Project Size'!$F$8+N597*I597*'Average Project Size'!$F$10+O597*J597*'Average Project Size'!$F$9)/1000","v":5.835653024560984E-3}]
[null,{"$f":"'Peak Identification'!B596","v":"LAKE T-061"},{"$f":"'Peak Identification'!D596","v":"S"},{"$f":"'Peak Identification'!E596","v":15},{"$f":"VLOOKUP($D598,'DER Output'!$S$17:$X$41,6,FALSE)","v":0.24675324675324678},{"$f":"IF($C598=\"S\",VLOOKUP($D598,'DER Output'!$S$18:$W$41,2,FALSE),VLOOKUP($D598,'DER Output'!$S$18:$W$41,3,FALSE))","v":0.57498529407079435},{"$f":"IF($C598=\"S\",VLOOKUP($D598,'DER Output'!$S$18:$W$41,4,FALSE),VLOOKUP($D598,'DER Output'!$S$18:$W$41,5,FALSE))","v":0.57498529407079435},{"$f":"IF($C598=\"S\",VLOOKUP($D598,'DER Output'!$S$18:$W$41,4,FALSE),VLOOKUP($D598,'DER Output'!$S$18:$W$41,5,FALSE))","v":0.57498529407079435},{"$f":"IF($C598=\"S\",VLOOKUP($D598,'DER Output'!$S$18:$W$41,4,FALSE),VLOOKUP($D598,'DER Output'!$S$18:$W$41,5,FALSE))","v":0.57498529407079435},{"$f":"IF($C598=\"S\",VLOOKUP($D598,'DER Output'!$S$18:$W$41,4,FALSE),VLOOKUP($D598,'DER Output'!$S$18:$W$41,5,FALSE))","v":0.57498529407079435},{"$f":"IFERROR(IF(OR(C598=\"S\",C598=\"D\"),VLOOKUP(B598,'Seasonal Customer Count'!$B:$I,4,FALSE),IF(C598=\"W\",VLOOKUP(B598,'Seasonal Customer Count'!$B:$P,12,FALSE),\"Check\")),0)","v":123},{"$f":"IFERROR(IF(OR(C598=\"S\",C598=\"D\"),VLOOKUP(B598,'Seasonal Customer Count'!$B:$P,5,FALSE),IF(C598=\"W\",VLOOKUP(B598,'Seasonal Customer Count'!$B:$P,13,FALSE),\"Check\")),0)","v":22},{"$f":"IFERROR(IF(OR(C598=\"S\",C598=\"D\"),VLOOKUP(B598,'Seasonal Customer Count'!$B:$P,6,FALSE),IF(C598=\"W\",VLOOKUP(B598,'Seasonal Customer Count'!$B:$P,14,FALSE),\"Check\")),0)","v":31},{"$f":"IFERROR(IF(OR(C598=\"S\",C598=\"D\"),VLOOKUP(B598,'Seasonal Customer Count'!$B:$P,7,FALSE),IF(C598=\"W\",VLOOKUP(B598,'Seasonal Customer Count'!$B:$P,15,FALSE),\"Check\")),0)","v":0},{"$f":"IFERROR(IF(OR(C598=\"S\",C598=\"D\"),VLOOKUP(B598,'Seasonal Customer Count'!$B:$P,8,FALSE),IF(C598=\"W\",VLOOKUP(B598,'Seasonal Customer Count'!$B:$P,16,FALSE),\"Check\")),0)","v":157},{"$f":"Summary!$D$8*(K598*'Average Project Size'!$F$6+L598*'Average Project Size'!$F$7+M598*'Average Project Size'!$F$8+N598*'Average Project Size'!$F$10+O598*'Average Project Size'!$F$9)/1000","v":0.11169054626810886},{"$f":"Summary!$D$8*(K598*F598*'Average Project Size'!$F$6+L598*G598*'Average Project Size'!$F$7+M598*H598*'Average Project Size'!$F$8+N598*I598*'Average Project Size'!$F$10+O598*J598*'Average Project Size'!$F$9)/1000","v":6.4220421590896248E-2}]
[null,{"$f":"'Peak Identification'!B597","v":"LAMB11"},{"$f":"'Peak Identification'!D597","v":"D"},{"$f":"'Peak Identification'!E597","v":13},{"$f":"VLOOKUP($D599,'DER Output'!$S$17:$X$41,6,FALSE)","v":0.3680214036441018},{"$f":"IF($C599=\"S\",VLOOKUP($D599,'DER Output'!$S$18:$W$41,2,FALSE),VLOOKUP($D599,'DER Output'!$S$18:$W$41,3,FALSE))","v":0.33734578552830136},{"$f":"IF($C599=\"S\",VLOOKUP($D599,'DER Output'!$S$18:$W$41,4,FALSE),VLOOKUP($D599,'DER Output'!$S$18:$W$41,5,FALSE))","v":0.33734578552830136},{"$f":"IF($C599=\"S\",VLOOKUP($D599,'DER Output'!$S$18:$W$41,4,FALSE),VLOOKUP($D599,'DER Output'!$S$18:$W$41,5,FALSE))","v":0.33734578552830136},{"$f":"IF($C599=\"S\",VLOOKUP($D599,'DER Output'!$S$18:$W$41,4,FALSE),VLOOKUP($D599,'DER Output'!$S$18:$W$41,5,FALSE))","v":0.33734578552830136},{"$f":"IF($C599=\"S\",VLOOKUP($D599,'DER Output'!$S$18:$W$41,4,FALSE),VLOOKUP($D599,'DER Output'!$S$18:$W$41,5,FALSE))","v":0.33734578552830136},{"$f":"IFERROR(IF(OR(C599=\"S\",C599=\"D\"),VLOOKUP(B599,'Seasonal Customer Count'!$B:$I,4,FALSE),IF(C599=\"W\",VLOOKUP(B599,'Seasonal Customer Count'!$B:$P,12,FALSE),\"Check\")),0)","v":0},{"$f":"IFERROR(IF(OR(C599=\"S\",C599=\"D\"),VLOOKUP(B599,'Seasonal Customer Count'!$B:$P,5,FALSE),IF(C599=\"W\",VLOOKUP(B599,'Seasonal Customer Count'!$B:$P,13,FALSE),\"Check\")),0)","v":0},{"$f":"IFERROR(IF(OR(C599=\"S\",C599=\"D\"),VLOOKUP(B599,'Seasonal Customer Count'!$B:$P,6,FALSE),IF(C599=\"W\",VLOOKUP(B599,'Seasonal Customer Count'!$B:$P,14,FALSE),\"Check\")),0)","v":0},{"$f":"IFERROR(IF(OR(C599=\"S\",C599=\"D\"),VLOOKUP(B599,'Seasonal Customer Count'!$B:$P,7,FALSE),IF(C599=\"W\",VLOOKUP(B599,'Seasonal Customer Count'!$B:$P,15,FALSE),\"Check\")),0)","v":1},{"$f":"IFERROR(IF(OR(C599=\"S\",C599=\"D\"),VLOOKUP(B599,'Seasonal Customer Count'!$B:$P,8,FALSE),IF(C599=\"W\",VLOOKUP(B599,'Seasonal Customer Count'!$B:$P,16,FALSE),\"Check\")),0)","v":0},{"$f":"Summary!$D$8*(K599*'Average Project Size'!$F$6+L599*'Average Project Size'!$F$7+M599*'Average Project Size'!$F$8+N599*'Average Project Size'!$F$10+O599*'Average Project Size'!$F$9)/1000","v":2.9355110231040001E-3},{"$f":"Summary!$D$8*(K599*F599*'Average Project Size'!$F$6+L599*G599*'Average Project Size'!$F$7+M599*H599*'Average Project Size'!$F$8+N599*I599*'Average Project Size'!$F$10+O599*J599*'Average Project Size'!$F$9)/1000","v":9.9028227201600639E-4}]
[null,{"$f":"'Peak Identification'!B598","v":"LAMB12"},{"$f":"'Peak Identification'!D598","v":"S"},{"$f":"'Peak Identification'!E598","v":13},{"$f":"VLOOKUP($D600,'DER Output'!$S$17:$X$41,6,FALSE)","v":0.3680214036441018},{"$f":"IF($C600=\"S\",VLOOKUP($D600,'DER Output'!$S$18:$W$41,2,FALSE),VLOOKUP($D600,'DER Output'!$S$18:$W$41,3,FALSE))","v":0.68995601564450493},{"$f":"IF($C600=\"S\",VLOOKUP($D600,'DER Output'!$S$18:$W$41,4,FALSE),VLOOKUP($D600,'DER Output'!$S$18:$W$41,5,FALSE))","v":0.68995601564450493},{"$f":"IF($C600=\"S\",VLOOKUP($D600,'DER Output'!$S$18:$W$41,4,FALSE),VLOOKUP($D600,'DER Output'!$S$18:$W$41,5,FALSE))","v":0.68995601564450493},{"$f":"IF($C600=\"S\",VLOOKUP($D600,'DER Output'!$S$18:$W$41,4,FALSE),VLOOKUP($D600,'DER Output'!$S$18:$W$41,5,FALSE))","v":0.68995601564450493},{"$f":"IF($C600=\"S\",VLOOKUP($D600,'DER Output'!$S$18:$W$41,4,FALSE),VLOOKUP($D600,'DER Output'!$S$18:$W$41,5,FALSE))","v":0.68995601564450493},{"$f":"IFERROR(IF(OR(C600=\"S\",C600=\"D\"),VLOOKUP(B600,'Seasonal Customer Count'!$B:$I,4,FALSE),IF(C600=\"W\",VLOOKUP(B600,'Seasonal Customer Count'!$B:$P,12,FALSE),\"Check\")),0)","v":0},{"$f":"IFERROR(IF(OR(C600=\"S\",C600=\"D\"),VLOOKUP(B600,'Seasonal Customer Count'!$B:$P,5,FALSE),IF(C600=\"W\",VLOOKUP(B600,'Seasonal Customer Count'!$B:$P,13,FALSE),\"Check\")),0)","v":0},{"$f":"IFERROR(IF(OR(C600=\"S\",C600=\"D\"),VLOOKUP(B600,'Seasonal Customer Count'!$B:$P,6,FALSE),IF(C600=\"W\",VLOOKUP(B600,'Seasonal Customer Count'!$B:$P,14,FALSE),\"Check\")),0)","v":4},{"$f":"IFERROR(IF(OR(C600=\"S\",C600=\"D\"),VLOOKUP(B600,'Seasonal Customer Count'!$B:$P,7,FALSE),IF(C600=\"W\",VLOOKUP(B600,'Seasonal Customer Count'!$B:$P,15,FALSE),\"Check\")),0)","v":0},{"$f":"IFERROR(IF(OR(C600=\"S\",C600=\"D\"),VLOOKUP(B600,'Seasonal Customer Count'!$B:$P,8,FALSE),IF(C600=\"W\",VLOOKUP(B600,'Seasonal Customer Count'!$B:$P,16,FALSE),\"Check\")),0)","v":2},{"$f":"Summary!$D$8*(K600*'Average Project Size'!$F$6+L600*'Average Project Size'!$F$7+M600*'Average Project Size'!$F$8+N600*'Average Project Size'!$F$10+O600*'Average Project Size'!$F$9)/1000","v":1.9599882405177699E-3},{"$f":"Summary!$D$8*(K600*F600*'Average Project Size'!$F$6+L600*G600*'Average Project Size'!$F$7+M600*H600*'Average Project Size'!$F$8+N600*I600*'Average Project Size'!$F$10+O600*J600*'Average Project Size'!$F$9)/1000","v":1.3523056771377242E-3}]
[null,{"$f":"'Peak Identification'!B599","v":"LAMB T-131"},{"$f":"'Peak Identification'!D599","v":"S"},{"$f":"'Peak Identification'!E599","v":21},{"$f":"VLOOKUP($D601,'DER Output'!$S$17:$X$41,6,FALSE)","v":0},{"$f":"IF($C601=\"S\",VLOOKUP($D601,'DER Output'!$S$18:$W$41,2,FALSE),VLOOKUP($D601,'DER Output'!$S$18:$W$41,3,FALSE))","v":9.5068228432060471E-4},{"$f":"IF($C601=\"S\",VLOOKUP($D601,'DER Output'!$S$18:$W$41,4,FALSE),VLOOKUP($D601,'DER Output'!$S$18:$W$41,5,FALSE))","v":9.5068228432060471E-4},{"$f":"IF($C601=\"S\",VLOOKUP($D601,'DER Output'!$S$18:$W$41,4,FALSE),VLOOKUP($D601,'DER Output'!$S$18:$W$41,5,FALSE))","v":9.5068228432060471E-4},{"$f":"IF($C601=\"S\",VLOOKUP($D601,'DER Output'!$S$18:$W$41,4,FALSE),VLOOKUP($D601,'DER Output'!$S$18:$W$41,5,FALSE))","v":9.5068228432060471E-4},{"$f":"IF($C601=\"S\",VLOOKUP($D601,'DER Output'!$S$18:$W$41,4,FALSE),VLOOKUP($D601,'DER Output'!$S$18:$W$41,5,FALSE))","v":9.5068228432060471E-4},{"$f":"IFERROR(IF(OR(C601=\"S\",C601=\"D\"),VLOOKUP(B601,'Seasonal Customer Count'!$B:$I,4,FALSE),IF(C601=\"W\",VLOOKUP(B601,'Seasonal Customer Count'!$B:$P,12,FALSE),\"Check\")),0)","v":0},{"$f":"IFERROR(IF(OR(C601=\"S\",C601=\"D\"),VLOOKUP(B601,'Seasonal Customer Count'!$B:$P,5,FALSE),IF(C601=\"W\",VLOOKUP(B601,'Seasonal Customer Count'!$B:$P,13,FALSE),\"Check\")),0)","v":0},{"$f":"IFERROR(IF(OR(C601=\"S\",C601=\"D\"),VLOOKUP(B601,'Seasonal Customer Count'!$B:$P,6,FALSE),IF(C601=\"W\",VLOOKUP(B601,'Seasonal Customer Count'!$B:$P,14,FALSE),\"Check\")),0)","v":4},{"$f":"IFERROR(IF(OR(C601=\"S\",C601=\"D\"),VLOOKUP(B601,'Seasonal Customer Count'!$B:$P,7,FALSE),IF(C601=\"W\",VLOOKUP(B601,'Seasonal Customer Count'!$B:$P,15,FALSE),\"Check\")),0)","v":1},{"$f":"IFERROR(IF(OR(C601=\"S\",C601=\"D\"),VLOOKUP(B601,'Seasonal Customer Count'!$B:$P,8,FALSE),IF(C601=\"W\",VLOOKUP(B601,'Seasonal Customer Count'!$B:$P,16,FALSE),\"Check\")),0)","v":2},{"$f":"Summary!$D$8*(K601*'Average Project Size'!$F$6+L601*'Average Project Size'!$F$7+M601*'Average Project Size'!$F$8+N601*'Average Project Size'!$F$10+O601*'Average Project Size'!$F$9)/1000","v":4.8954992636217696E-3},{"$f":"Summary!$D$8*(K601*F601*'Average Project Size'!$F$6+L601*G601*'Average Project Size'!$F$7+M601*H601*'Average Project Size'!$F$8+N601*I601*'Average Project Size'!$F$10+O601*J601*'Average Project Size'!$F$9)/1000","v":4.6540644228297831E-6}]
[null,{"$f":"'Peak Identification'!B600","v":"LAVA11"},{"$f":"'Peak Identification'!D600","v":"S"},{"$f":"'Peak Identification'!E600","v":16},{"$f":"VLOOKUP($D602,'DER Output'!$S$17:$X$41,6,FALSE)","v":0.22644022312513051},{"$f":"IF($C602=\"S\",VLOOKUP($D602,'DER Output'!$S$18:$W$41,2,FALSE),VLOOKUP($D602,'DER Output'!$S$18:$W$41,3,FALSE))","v":0.44781407722569133},{"$f":"IF($C602=\"S\",VLOOKUP($D602,'DER Output'!$S$18:$W$41,4,FALSE),VLOOKUP($D602,'DER Output'!$S$18:$W$41,5,FALSE))","v":0.44781407722569133},{"$f":"IF($C602=\"S\",VLOOKUP($D602,'DER Output'!$S$18:$W$41,4,FALSE),VLOOKUP($D602,'DER Output'!$S$18:$W$41,5,FALSE))","v":0.44781407722569133},{"$f":"IF($C602=\"S\",VLOOKUP($D602,'DER Output'!$S$18:$W$41,4,FALSE),VLOOKUP($D602,'DER Output'!$S$18:$W$41,5,FALSE))","v":0.44781407722569133},{"$f":"IF($C602=\"S\",VLOOKUP($D602,'DER Output'!$S$18:$W$41,4,FALSE),VLOOKUP($D602,'DER Output'!$S$18:$W$41,5,FALSE))","v":0.44781407722569133},{"$f":"IFERROR(IF(OR(C602=\"S\",C602=\"D\"),VLOOKUP(B602,'Seasonal Customer Count'!$B:$I,4,FALSE),IF(C602=\"W\",VLOOKUP(B602,'Seasonal Customer Count'!$B:$P,12,FALSE),\"Check\")),0)","v":25},{"$f":"IFERROR(IF(OR(C602=\"S\",C602=\"D\"),VLOOKUP(B602,'Seasonal Customer Count'!$B:$P,5,FALSE),IF(C602=\"W\",VLOOKUP(B602,'Seasonal Customer Count'!$B:$P,13,FALSE),\"Check\")),0)","v":8},{"$f":"IFERROR(IF(OR(C602=\"S\",C602=\"D\"),VLOOKUP(B602,'Seasonal Customer Count'!$B:$P,6,FALSE),IF(C602=\"W\",VLOOKUP(B602,'Seasonal Customer Count'!$B:$P,14,FALSE),\"Check\")),0)","v":7},{"$f":"IFERROR(IF(OR(C602=\"S\",C602=\"D\"),VLOOKUP(B602,'Seasonal Customer Count'!$B:$P,7,FALSE),IF(C602=\"W\",VLOOKUP(B602,'Seasonal Customer Count'!$B:$P,15,FALSE),\"Check\")),0)","v":0},{"$f":"IFERROR(IF(OR(C602=\"S\",C602=\"D\"),VLOOKUP(B602,'Seasonal Customer Count'!$B:$P,8,FALSE),IF(C602=\"W\",VLOOKUP(B602,'Seasonal Customer Count'!$B:$P,16,FALSE),\"Check\")),0)","v":16},{"$f":"Summary!$D$8*(K602*'Average Project Size'!$F$6+L602*'Average Project Size'!$F$7+M602*'Average Project Size'!$F$8+N602*'Average Project Size'!$F$10+O602*'Average Project Size'!$F$9)/1000","v":1.2960798782635091E-2},{"$f":"Summary!$D$8*(K602*F602*'Average Project Size'!$F$6+L602*G602*'Average Project Size'!$F$7+M602*H602*'Average Project Size'!$F$8+N602*I602*'Average Project Size'!$F$10+O602*J602*'Average Project Size'!$F$9)/1000","v":5.804028146953597E-3}]
[null,{"$f":"'Peak Identification'!B601","v":"LAVA12"},{"$f":"'Peak Identification'!D601","v":"S"},{"$f":"'Peak Identification'!E601","v":20},{"$f":"VLOOKUP($D603,'DER Output'!$S$17:$X$41,6,FALSE)","v":2.7072953014838841E-3},{"$f":"IF($C603=\"S\",VLOOKUP($D603,'DER Output'!$S$18:$W$41,2,FALSE),VLOOKUP($D603,'DER Output'!$S$18:$W$41,3,FALSE))","v":2.0294966704587497E-2},{"$f":"IF($C603=\"S\",VLOOKUP($D603,'DER Output'!$S$18:$W$41,4,FALSE),VLOOKUP($D603,'DER Output'!$S$18:$W$41,5,FALSE))","v":2.0294966704587497E-2},{"$f":"IF($C603=\"S\",VLOOKUP($D603,'DER Output'!$S$18:$W$41,4,FALSE),VLOOKUP($D603,'DER Output'!$S$18:$W$41,5,FALSE))","v":2.0294966704587497E-2},{"$f":"IF($C603=\"S\",VLOOKUP($D603,'DER Output'!$S$18:$W$41,4,FALSE),VLOOKUP($D603,'DER Output'!$S$18:$W$41,5,FALSE))","v":2.0294966704587497E-2},{"$f":"IF($C603=\"S\",VLOOKUP($D603,'DER Output'!$S$18:$W$41,4,FALSE),VLOOKUP($D603,'DER Output'!$S$18:$W$41,5,FALSE))","v":2.0294966704587497E-2},{"$f":"IFERROR(IF(OR(C603=\"S\",C603=\"D\"),VLOOKUP(B603,'Seasonal Customer Count'!$B:$I,4,FALSE),IF(C603=\"W\",VLOOKUP(B603,'Seasonal Customer Count'!$B:$P,12,FALSE),\"Check\")),0)","v":8},{"$f":"IFERROR(IF(OR(C603=\"S\",C603=\"D\"),VLOOKUP(B603,'Seasonal Customer Count'!$B:$P,5,FALSE),IF(C603=\"W\",VLOOKUP(B603,'Seasonal Customer Count'!$B:$P,13,FALSE),\"Check\")),0)","v":3},{"$f":"IFERROR(IF(OR(C603=\"S\",C603=\"D\"),VLOOKUP(B603,'Seasonal Customer Count'!$B:$P,6,FALSE),IF(C603=\"W\",VLOOKUP(B603,'Seasonal Customer Count'!$B:$P,14,FALSE),\"Check\")),0)","v":3},{"$f":"IFERROR(IF(OR(C603=\"S\",C603=\"D\"),VLOOKUP(B603,'Seasonal Customer Count'!$B:$P,7,FALSE),IF(C603=\"W\",VLOOKUP(B603,'Seasonal Customer Count'!$B:$P,15,FALSE),\"Check\")),0)","v":0},{"$f":"IFERROR(IF(OR(C603=\"S\",C603=\"D\"),VLOOKUP(B603,'Seasonal Customer Count'!$B:$P,8,FALSE),IF(C603=\"W\",VLOOKUP(B603,'Seasonal Customer Count'!$B:$P,16,FALSE),\"Check\")),0)","v":5},{"$f":"Summary!$D$8*(K603*'Average Project Size'!$F$6+L603*'Average Project Size'!$F$7+M603*'Average Project Size'!$F$8+N603*'Average Project Size'!$F$10+O603*'Average Project Size'!$F$9)/1000","v":4.2341115536224487E-3},{"$f":"Summary!$D$8*(K603*F603*'Average Project Size'!$F$6+L603*G603*'Average Project Size'!$F$7+M603*H603*'Average Project Size'!$F$8+N603*I603*'Average Project Size'!$F$10+O603*J603*'Average Project Size'!$F$9)/1000","v":8.5931153004276838E-5}]
[null,{"$f":"'Peak Identification'!B602","v":"LAVA T-051"},{"$f":"'Peak Identification'!D602","v":"S"},{"$f":"'Peak Identification'!E602","v":21},{"$f":"VLOOKUP($D604,'DER Output'!$S$17:$X$41,6,FALSE)","v":0},{"$f":"IF($C604=\"S\",VLOOKUP($D604,'DER Output'!$S$18:$W$41,2,FALSE),VLOOKUP($D604,'DER Output'!$S$18:$W$41,3,FALSE))","v":9.5068228432060471E-4},{"$f":"IF($C604=\"S\",VLOOKUP($D604,'DER Output'!$S$18:$W$41,4,FALSE),VLOOKUP($D604,'DER Output'!$S$18:$W$41,5,FALSE))","v":9.5068228432060471E-4},{"$f":"IF($C604=\"S\",VLOOKUP($D604,'DER Output'!$S$18:$W$41,4,FALSE),VLOOKUP($D604,'DER Output'!$S$18:$W$41,5,FALSE))","v":9.5068228432060471E-4},{"$f":"IF($C604=\"S\",VLOOKUP($D604,'DER Output'!$S$18:$W$41,4,FALSE),VLOOKUP($D604,'DER Output'!$S$18:$W$41,5,FALSE))","v":9.5068228432060471E-4},{"$f":"IF($C604=\"S\",VLOOKUP($D604,'DER Output'!$S$18:$W$41,4,FALSE),VLOOKUP($D604,'DER Output'!$S$18:$W$41,5,FALSE))","v":9.5068228432060471E-4},{"$f":"IFERROR(IF(OR(C604=\"S\",C604=\"D\"),VLOOKUP(B604,'Seasonal Customer Count'!$B:$I,4,FALSE),IF(C604=\"W\",VLOOKUP(B604,'Seasonal Customer Count'!$B:$P,12,FALSE),\"Check\")),0)","v":33},{"$f":"IFERROR(IF(OR(C604=\"S\",C604=\"D\"),VLOOKUP(B604,'Seasonal Customer Count'!$B:$P,5,FALSE),IF(C604=\"W\",VLOOKUP(B604,'Seasonal Customer Count'!$B:$P,13,FALSE),\"Check\")),0)","v":11},{"$f":"IFERROR(IF(OR(C604=\"S\",C604=\"D\"),VLOOKUP(B604,'Seasonal Customer Count'!$B:$P,6,FALSE),IF(C604=\"W\",VLOOKUP(B604,'Seasonal Customer Count'!$B:$P,14,FALSE),\"Check\")),0)","v":10},{"$f":"IFERROR(IF(OR(C604=\"S\",C604=\"D\"),VLOOKUP(B604,'Seasonal Customer Count'!$B:$P,7,FALSE),IF(C604=\"W\",VLOOKUP(B604,'Seasonal Customer Count'!$B:$P,15,FALSE),\"Check\")),0)","v":0},{"$f":"IFERROR(IF(OR(C604=\"S\",C604=\"D\"),VLOOKUP(B604,'Seasonal Customer Count'!$B:$P,8,FALSE),IF(C604=\"W\",VLOOKUP(B604,'Seasonal Customer Count'!$B:$P,16,FALSE),\"Check\")),0)","v":21},{"$f":"Summary!$D$8*(K604*'Average Project Size'!$F$6+L604*'Average Project Size'!$F$7+M604*'Average Project Size'!$F$8+N604*'Average Project Size'!$F$10+O604*'Average Project Size'!$F$9)/1000","v":1.7194910336257543E-2},{"$f":"Summary!$D$8*(K604*F604*'Average Project Size'!$F$6+L604*G604*'Average Project Size'!$F$7+M604*H604*'Average Project Size'!$F$8+N604*I604*'Average Project Size'!$F$10+O604*J604*'Average Project Size'!$F$9)/1000","v":1.6346896637161297E-5}]
[null,{"$f":"'Peak Identification'!B603","v":"LCNS11"},{"$f":"'Peak Identification'!D603","v":"S"},{"$f":"'Peak Identification'!E603","v":20},{"$f":"VLOOKUP($D605,'DER Output'!$S$17:$X$41,6,FALSE)","v":2.7072953014838841E-3},{"$f":"IF($C605=\"S\",VLOOKUP($D605,'DER Output'!$S$18:$W$41,2,FALSE),VLOOKUP($D605,'DER Output'!$S$18:$W$41,3,FALSE))","v":2.0294966704587497E-2},{"$f":"IF($C605=\"S\",VLOOKUP($D605,'DER Output'!$S$18:$W$41,4,FALSE),VLOOKUP($D605,'DER Output'!$S$18:$W$41,5,FALSE))","v":2.0294966704587497E-2},{"$f":"IF($C605=\"S\",VLOOKUP($D605,'DER Output'!$S$18:$W$41,4,FALSE),VLOOKUP($D605,'DER Output'!$S$18:$W$41,5,FALSE))","v":2.0294966704587497E-2},{"$f":"IF($C605=\"S\",VLOOKUP($D605,'DER Output'!$S$18:$W$41,4,FALSE),VLOOKUP($D605,'DER Output'!$S$18:$W$41,5,FALSE))","v":2.0294966704587497E-2},{"$f":"IF($C605=\"S\",VLOOKUP($D605,'DER Output'!$S$18:$W$41,4,FALSE),VLOOKUP($D605,'DER Output'!$S$18:$W$41,5,FALSE))","v":2.0294966704587497E-2},{"$f":"IFERROR(IF(OR(C605=\"S\",C605=\"D\"),VLOOKUP(B605,'Seasonal Customer Count'!$B:$I,4,FALSE),IF(C605=\"W\",VLOOKUP(B605,'Seasonal Customer Count'!$B:$P,12,FALSE),\"Check\")),0)","v":316},{"$f":"IFERROR(IF(OR(C605=\"S\",C605=\"D\"),VLOOKUP(B605,'Seasonal Customer Count'!$B:$P,5,FALSE),IF(C605=\"W\",VLOOKUP(B605,'Seasonal Customer Count'!$B:$P,13,FALSE),\"Check\")),0)","v":55},{"$f":"IFERROR(IF(OR(C605=\"S\",C605=\"D\"),VLOOKUP(B605,'Seasonal Customer Count'!$B:$P,6,FALSE),IF(C605=\"W\",VLOOKUP(B605,'Seasonal Customer Count'!$B:$P,14,FALSE),\"Check\")),0)","v":35},{"$f":"IFERROR(IF(OR(C605=\"S\",C605=\"D\"),VLOOKUP(B605,'Seasonal Customer Count'!$B:$P,7,FALSE),IF(C605=\"W\",VLOOKUP(B605,'Seasonal Customer Count'!$B:$P,15,FALSE),\"Check\")),0)","v":0},{"$f":"IFERROR(IF(OR(C605=\"S\",C605=\"D\"),VLOOKUP(B605,'Seasonal Customer Count'!$B:$P,8,FALSE),IF(C605=\"W\",VLOOKUP(B605,'Seasonal Customer Count'!$B:$P,16,FALSE),\"Check\")),0)","v":114},{"$f":"Summary!$D$8*(K605*'Average Project Size'!$F$6+L605*'Average Project Size'!$F$7+M605*'Average Project Size'!$F$8+N605*'Average Project Size'!$F$10+O605*'Average Project Size'!$F$9)/1000","v":9.5120925925934005E-2},{"$f":"Summary!$D$8*(K605*F605*'Average Project Size'!$F$6+L605*G605*'Average Project Size'!$F$7+M605*H605*'Average Project Size'!$F$8+N605*I605*'Average Project Size'!$F$10+O605*J605*'Average Project Size'!$F$9)/1000","v":1.9304760245763641E-3}]
[null,{"$f":"'Peak Identification'!B604","v":"LCNS12"},{"$f":"'Peak Identification'!D604","v":"D"},{"$f":"'Peak Identification'!E604","v":17},{"$f":"VLOOKUP($D606,'DER Output'!$S$17:$X$41,6,FALSE)","v":0.19174838710475617},{"$f":"IF($C606=\"S\",VLOOKUP($D606,'DER Output'!$S$18:$W$41,2,FALSE),VLOOKUP($D606,'DER Output'!$S$18:$W$41,3,FALSE))","v":1.5799980883983985E-2},{"$f":"IF($C606=\"S\",VLOOKUP($D606,'DER Output'!$S$18:$W$41,4,FALSE),VLOOKUP($D606,'DER Output'!$S$18:$W$41,5,FALSE))","v":1.5799980883983985E-2},{"$f":"IF($C606=\"S\",VLOOKUP($D606,'DER Output'!$S$18:$W$41,4,FALSE),VLOOKUP($D606,'DER Output'!$S$18:$W$41,5,FALSE))","v":1.5799980883983985E-2},{"$f":"IF($C606=\"S\",VLOOKUP($D606,'DER Output'!$S$18:$W$41,4,FALSE),VLOOKUP($D606,'DER Output'!$S$18:$W$41,5,FALSE))","v":1.5799980883983985E-2},{"$f":"IF($C606=\"S\",VLOOKUP($D606,'DER Output'!$S$18:$W$41,4,FALSE),VLOOKUP($D606,'DER Output'!$S$18:$W$41,5,FALSE))","v":1.5799980883983985E-2},{"$f":"IFERROR(IF(OR(C606=\"S\",C606=\"D\"),VLOOKUP(B606,'Seasonal Customer Count'!$B:$I,4,FALSE),IF(C606=\"W\",VLOOKUP(B606,'Seasonal Customer Count'!$B:$P,12,FALSE),\"Check\")),0)","v":4},{"$f":"IFERROR(IF(OR(C606=\"S\",C606=\"D\"),VLOOKUP(B606,'Seasonal Customer Count'!$B:$P,5,FALSE),IF(C606=\"W\",VLOOKUP(B606,'Seasonal Customer Count'!$B:$P,13,FALSE),\"Check\")),0)","v":1},{"$f":"IFERROR(IF(OR(C606=\"S\",C606=\"D\"),VLOOKUP(B606,'Seasonal Customer Count'!$B:$P,6,FALSE),IF(C606=\"W\",VLOOKUP(B606,'Seasonal Customer Count'!$B:$P,14,FALSE),\"Check\")),0)","v":1},{"$f":"IFERROR(IF(OR(C606=\"S\",C606=\"D\"),VLOOKUP(B606,'Seasonal Customer Count'!$B:$P,7,FALSE),IF(C606=\"W\",VLOOKUP(B606,'Seasonal Customer Count'!$B:$P,15,FALSE),\"Check\")),0)","v":1},{"$f":"IFERROR(IF(OR(C606=\"S\",C606=\"D\"),VLOOKUP(B606,'Seasonal Customer Count'!$B:$P,8,FALSE),IF(C606=\"W\",VLOOKUP(B606,'Seasonal Customer Count'!$B:$P,16,FALSE),\"Check\")),0)","v":1},{"$f":"Summary!$D$8*(K606*'Average Project Size'!$F$6+L606*'Average Project Size'!$F$7+M606*'Average Project Size'!$F$8+N606*'Average Project Size'!$F$10+O606*'Average Project Size'!$F$9)/1000","v":3.9758588254281951E-3},{"$f":"Summary!$D$8*(K606*F606*'Average Project Size'!$F$6+L606*G606*'Average Project Size'!$F$7+M606*H606*'Average Project Size'!$F$8+N606*I606*'Average Project Size'!$F$10+O606*J606*'Average Project Size'!$F$9)/1000","v":6.2818493439184499E-5}]
[null,{"$f":"'Peak Identification'!B605","v":"LCNS T-131"},{"$f":"'Peak Identification'!D605","v":"D"},{"$f":"'Peak Identification'!E605","v":20},{"$f":"VLOOKUP($D607,'DER Output'!$S$17:$X$41,6,FALSE)","v":2.7072953014838841E-3},{"$f":"IF($C607=\"S\",VLOOKUP($D607,'DER Output'!$S$18:$W$41,2,FALSE),VLOOKUP($D607,'DER Output'!$S$18:$W$41,3,FALSE))","v":1.9796447973982056E-4},{"$f":"IF($C607=\"S\",VLOOKUP($D607,'DER Output'!$S$18:$W$41,4,FALSE),VLOOKUP($D607,'DER Output'!$S$18:$W$41,5,FALSE))","v":1.9796447973982056E-4},{"$f":"IF($C607=\"S\",VLOOKUP($D607,'DER Output'!$S$18:$W$41,4,FALSE),VLOOKUP($D607,'DER Output'!$S$18:$W$41,5,FALSE))","v":1.9796447973982056E-4},{"$f":"IF($C607=\"S\",VLOOKUP($D607,'DER Output'!$S$18:$W$41,4,FALSE),VLOOKUP($D607,'DER Output'!$S$18:$W$41,5,FALSE))","v":1.9796447973982056E-4},{"$f":"IF($C607=\"S\",VLOOKUP($D607,'DER Output'!$S$18:$W$41,4,FALSE),VLOOKUP($D607,'DER Output'!$S$18:$W$41,5,FALSE))","v":1.9796447973982056E-4},{"$f":"IFERROR(IF(OR(C607=\"S\",C607=\"D\"),VLOOKUP(B607,'Seasonal Customer Count'!$B:$I,4,FALSE),IF(C607=\"W\",VLOOKUP(B607,'Seasonal Customer Count'!$B:$P,12,FALSE),\"Check\")),0)","v":320},{"$f":"IFERROR(IF(OR(C607=\"S\",C607=\"D\"),VLOOKUP(B607,'Seasonal Customer Count'!$B:$P,5,FALSE),IF(C607=\"W\",VLOOKUP(B607,'Seasonal Customer Count'!$B:$P,13,FALSE),\"Check\")),0)","v":56},{"$f":"IFERROR(IF(OR(C607=\"S\",C607=\"D\"),VLOOKUP(B607,'Seasonal Customer Count'!$B:$P,6,FALSE),IF(C607=\"W\",VLOOKUP(B607,'Seasonal Customer Count'!$B:$P,14,FALSE),\"Check\")),0)","v":36},{"$f":"IFERROR(IF(OR(C607=\"S\",C607=\"D\"),VLOOKUP(B607,'Seasonal Customer Count'!$B:$P,7,FALSE),IF(C607=\"W\",VLOOKUP(B607,'Seasonal Customer Count'!$B:$P,15,FALSE),\"Check\")),0)","v":1},{"$f":"IFERROR(IF(OR(C607=\"S\",C607=\"D\"),VLOOKUP(B607,'Seasonal Customer Count'!$B:$P,8,FALSE),IF(C607=\"W\",VLOOKUP(B607,'Seasonal Customer Count'!$B:$P,16,FALSE),\"Check\")),0)","v":115},{"$f":"Summary!$D$8*(K607*'Average Project Size'!$F$6+L607*'Average Project Size'!$F$7+M607*'Average Project Size'!$F$8+N607*'Average Project Size'!$F$10+O607*'Average Project Size'!$F$9)/1000","v":9.9096784751362188E-2},{"$f":"Summary!$D$8*(K607*F607*'Average Project Size'!$F$6+L607*G607*'Average Project Size'!$F$7+M607*H607*'Average Project Size'!$F$8+N607*I607*'Average Project Size'!$F$10+O607*J607*'Average Project Size'!$F$9)/1000","v":1.9617643437192401E-5}]
[null,{"$f":"'Peak Identification'!B606","v":"LCST41"},{"$f":"'Peak Identification'!D606","v":"S"},{"$f":"'Peak Identification'!E606","v":18},{"$f":"VLOOKUP($D608,'DER Output'!$S$17:$X$41,6,FALSE)","v":0.16032398020038169},{"$f":"IF($C608=\"S\",VLOOKUP($D608,'DER Output'!$S$18:$W$41,2,FALSE),VLOOKUP($D608,'DER Output'!$S$18:$W$41,3,FALSE))","v":0.17224423800777711},{"$f":"IF($C608=\"S\",VLOOKUP($D608,'DER Output'!$S$18:$W$41,4,FALSE),VLOOKUP($D608,'DER Output'!$S$18:$W$41,5,FALSE))","v":0.17224423800777711},{"$f":"IF($C608=\"S\",VLOOKUP($D608,'DER Output'!$S$18:$W$41,4,FALSE),VLOOKUP($D608,'DER Output'!$S$18:$W$41,5,FALSE))","v":0.17224423800777711},{"$f":"IF($C608=\"S\",VLOOKUP($D608,'DER Output'!$S$18:$W$41,4,FALSE),VLOOKUP($D608,'DER Output'!$S$18:$W$41,5,FALSE))","v":0.17224423800777711},{"$f":"IF($C608=\"S\",VLOOKUP($D608,'DER Output'!$S$18:$W$41,4,FALSE),VLOOKUP($D608,'DER Output'!$S$18:$W$41,5,FALSE))","v":0.17224423800777711},{"$f":"IFERROR(IF(OR(C608=\"S\",C608=\"D\"),VLOOKUP(B608,'Seasonal Customer Count'!$B:$I,4,FALSE),IF(C608=\"W\",VLOOKUP(B608,'Seasonal Customer Count'!$B:$P,12,FALSE),\"Check\")),0)","v":2886},{"$f":"IFERROR(IF(OR(C608=\"S\",C608=\"D\"),VLOOKUP(B608,'Seasonal Customer Count'!$B:$P,5,FALSE),IF(C608=\"W\",VLOOKUP(B608,'Seasonal Customer Count'!$B:$P,13,FALSE),\"Check\")),0)","v":76},{"$f":"IFERROR(IF(OR(C608=\"S\",C608=\"D\"),VLOOKUP(B608,'Seasonal Customer Count'!$B:$P,6,FALSE),IF(C608=\"W\",VLOOKUP(B608,'Seasonal Customer Count'!$B:$P,14,FALSE),\"Check\")),0)","v":125},{"$f":"IFERROR(IF(OR(C608=\"S\",C608=\"D\"),VLOOKUP(B608,'Seasonal Customer Count'!$B:$P,7,FALSE),IF(C608=\"W\",VLOOKUP(B608,'Seasonal Customer Count'!$B:$P,15,FALSE),\"Check\")),0)","v":1},{"$f":"IFERROR(IF(OR(C608=\"S\",C608=\"D\"),VLOOKUP(B608,'Seasonal Customer Count'!$B:$P,8,FALSE),IF(C608=\"W\",VLOOKUP(B608,'Seasonal Customer Count'!$B:$P,16,FALSE),\"Check\")),0)","v":0},{"$f":"Summary!$D$8*(K608*'Average Project Size'!$F$6+L608*'Average Project Size'!$F$7+M608*'Average Project Size'!$F$8+N608*'Average Project Size'!$F$10+O608*'Average Project Size'!$F$9)/1000","v":0.14471863757337505},{"$f":"Summary!$D$8*(K608*F608*'Average Project Size'!$F$6+L608*G608*'Average Project Size'!$F$7+M608*H608*'Average Project Size'!$F$8+N608*I608*'Average Project Size'!$F$10+O608*J608*'Average Project Size'!$F$9)/1000","v":2.4926951454349651E-2}]
[null,{"$f":"'Peak Identification'!B607","v":"LCST42"},{"$f":"'Peak Identification'!D607","v":"S"},{"$f":"'Peak Identification'!E607","v":18},{"$f":"VLOOKUP($D609,'DER Output'!$S$17:$X$41,6,FALSE)","v":0.16032398020038169},{"$f":"IF($C609=\"S\",VLOOKUP($D609,'DER Output'!$S$18:$W$41,2,FALSE),VLOOKUP($D609,'DER Output'!$S$18:$W$41,3,FALSE))","v":0.17224423800777711},{"$f":"IF($C609=\"S\",VLOOKUP($D609,'DER Output'!$S$18:$W$41,4,FALSE),VLOOKUP($D609,'DER Output'!$S$18:$W$41,5,FALSE))","v":0.17224423800777711},{"$f":"IF($C609=\"S\",VLOOKUP($D609,'DER Output'!$S$18:$W$41,4,FALSE),VLOOKUP($D609,'DER Output'!$S$18:$W$41,5,FALSE))","v":0.17224423800777711},{"$f":"IF($C609=\"S\",VLOOKUP($D609,'DER Output'!$S$18:$W$41,4,FALSE),VLOOKUP($D609,'DER Output'!$S$18:$W$41,5,FALSE))","v":0.17224423800777711},{"$f":"IF($C609=\"S\",VLOOKUP($D609,'DER Output'!$S$18:$W$41,4,FALSE),VLOOKUP($D609,'DER Output'!$S$18:$W$41,5,FALSE))","v":0.17224423800777711},{"$f":"IFERROR(IF(OR(C609=\"S\",C609=\"D\"),VLOOKUP(B609,'Seasonal Customer Count'!$B:$I,4,FALSE),IF(C609=\"W\",VLOOKUP(B609,'Seasonal Customer Count'!$B:$P,12,FALSE),\"Check\")),0)","v":971},{"$f":"IFERROR(IF(OR(C609=\"S\",C609=\"D\"),VLOOKUP(B609,'Seasonal Customer Count'!$B:$P,5,FALSE),IF(C609=\"W\",VLOOKUP(B609,'Seasonal Customer Count'!$B:$P,13,FALSE),\"Check\")),0)","v":27},{"$f":"IFERROR(IF(OR(C609=\"S\",C609=\"D\"),VLOOKUP(B609,'Seasonal Customer Count'!$B:$P,6,FALSE),IF(C609=\"W\",VLOOKUP(B609,'Seasonal Customer Count'!$B:$P,14,FALSE),\"Check\")),0)","v":23},{"$f":"IFERROR(IF(OR(C609=\"S\",C609=\"D\"),VLOOKUP(B609,'Seasonal Customer Count'!$B:$P,7,FALSE),IF(C609=\"W\",VLOOKUP(B609,'Seasonal Customer Count'!$B:$P,15,FALSE),\"Check\")),0)","v":0},{"$f":"IFERROR(IF(OR(C609=\"S\",C609=\"D\"),VLOOKUP(B609,'Seasonal Customer Count'!$B:$P,8,FALSE),IF(C609=\"W\",VLOOKUP(B609,'Seasonal Customer Count'!$B:$P,16,FALSE),\"Check\")),0)","v":0},{"$f":"Summary!$D$8*(K609*'Average Project Size'!$F$6+L609*'Average Project Size'!$F$7+M609*'Average Project Size'!$F$8+N609*'Average Project Size'!$F$10+O609*'Average Project Size'!$F$9)/1000","v":4.4530670603018102E-2},{"$f":"Summary!$D$8*(K609*F609*'Average Project Size'!$F$6+L609*G609*'Average Project Size'!$F$7+M609*H609*'Average Project Size'!$F$8+N609*I609*'Average Project Size'!$F$10+O609*J609*'Average Project Size'!$F$9)/1000","v":7.670151425992173E-3}]
[null,{"$f":"'Peak Identification'!B608","v":"LCST43"},{"$f":"'Peak Identification'!D608","v":"S"},{"$f":"'Peak Identification'!E608","v":16},{"$f":"VLOOKUP($D610,'DER Output'!$S$17:$X$41,6,FALSE)","v":0.22644022312513051},{"$f":"IF($C610=\"S\",VLOOKUP($D610,'DER Output'!$S$18:$W$41,2,FALSE),VLOOKUP($D610,'DER Output'!$S$18:$W$41,3,FALSE))","v":0.44781407722569133},{"$f":"IF($C610=\"S\",VLOOKUP($D610,'DER Output'!$S$18:$W$41,4,FALSE),VLOOKUP($D610,'DER Output'!$S$18:$W$41,5,FALSE))","v":0.44781407722569133},{"$f":"IF($C610=\"S\",VLOOKUP($D610,'DER Output'!$S$18:$W$41,4,FALSE),VLOOKUP($D610,'DER Output'!$S$18:$W$41,5,FALSE))","v":0.44781407722569133},{"$f":"IF($C610=\"S\",VLOOKUP($D610,'DER Output'!$S$18:$W$41,4,FALSE),VLOOKUP($D610,'DER Output'!$S$18:$W$41,5,FALSE))","v":0.44781407722569133},{"$f":"IF($C610=\"S\",VLOOKUP($D610,'DER Output'!$S$18:$W$41,4,FALSE),VLOOKUP($D610,'DER Output'!$S$18:$W$41,5,FALSE))","v":0.44781407722569133},{"$f":"IFERROR(IF(OR(C610=\"S\",C610=\"D\"),VLOOKUP(B610,'Seasonal Customer Count'!$B:$I,4,FALSE),IF(C610=\"W\",VLOOKUP(B610,'Seasonal Customer Count'!$B:$P,12,FALSE),\"Check\")),0)","v":2544},{"$f":"IFERROR(IF(OR(C610=\"S\",C610=\"D\"),VLOOKUP(B610,'Seasonal Customer Count'!$B:$P,5,FALSE),IF(C610=\"W\",VLOOKUP(B610,'Seasonal Customer Count'!$B:$P,13,FALSE),\"Check\")),0)","v":53},{"$f":"IFERROR(IF(OR(C610=\"S\",C610=\"D\"),VLOOKUP(B610,'Seasonal Customer Count'!$B:$P,6,FALSE),IF(C610=\"W\",VLOOKUP(B610,'Seasonal Customer Count'!$B:$P,14,FALSE),\"Check\")),0)","v":116},{"$f":"IFERROR(IF(OR(C610=\"S\",C610=\"D\"),VLOOKUP(B610,'Seasonal Customer Count'!$B:$P,7,FALSE),IF(C610=\"W\",VLOOKUP(B610,'Seasonal Customer Count'!$B:$P,15,FALSE),\"Check\")),0)","v":2},{"$f":"IFERROR(IF(OR(C610=\"S\",C610=\"D\"),VLOOKUP(B610,'Seasonal Customer Count'!$B:$P,8,FALSE),IF(C610=\"W\",VLOOKUP(B610,'Seasonal Customer Count'!$B:$P,16,FALSE),\"Check\")),0)","v":1},{"$f":"Summary!$D$8*(K610*'Average Project Size'!$F$6+L610*'Average Project Size'!$F$7+M610*'Average Project Size'!$F$8+N610*'Average Project Size'!$F$10+O610*'Average Project Size'!$F$9)/1000","v":0.13146175313172309},{"$f":"Summary!$D$8*(K610*F610*'Average Project Size'!$F$6+L610*G610*'Average Project Size'!$F$7+M610*H610*'Average Project Size'!$F$8+N610*I610*'Average Project Size'!$F$10+O610*J610*'Average Project Size'!$F$9)/1000","v":5.8870423669154216E-2}]
[null,{"$f":"'Peak Identification'!B609","v":"LCST44"},{"$f":"'Peak Identification'!D609","v":"S"},{"$f":"'Peak Identification'!E609","v":19},{"$f":"VLOOKUP($D611,'DER Output'!$S$17:$X$41,6,FALSE)","v":0.11066797934994306},{"$f":"IF($C611=\"S\",VLOOKUP($D611,'DER Output'!$S$18:$W$41,2,FALSE),VLOOKUP($D611,'DER Output'!$S$18:$W$41,3,FALSE))","v":7.5840560103576066E-2},{"$f":"IF($C611=\"S\",VLOOKUP($D611,'DER Output'!$S$18:$W$41,4,FALSE),VLOOKUP($D611,'DER Output'!$S$18:$W$41,5,FALSE))","v":7.5840560103576066E-2},{"$f":"IF($C611=\"S\",VLOOKUP($D611,'DER Output'!$S$18:$W$41,4,FALSE),VLOOKUP($D611,'DER Output'!$S$18:$W$41,5,FALSE))","v":7.5840560103576066E-2},{"$f":"IF($C611=\"S\",VLOOKUP($D611,'DER Output'!$S$18:$W$41,4,FALSE),VLOOKUP($D611,'DER Output'!$S$18:$W$41,5,FALSE))","v":7.5840560103576066E-2},{"$f":"IF($C611=\"S\",VLOOKUP($D611,'DER Output'!$S$18:$W$41,4,FALSE),VLOOKUP($D611,'DER Output'!$S$18:$W$41,5,FALSE))","v":7.5840560103576066E-2},{"$f":"IFERROR(IF(OR(C611=\"S\",C611=\"D\"),VLOOKUP(B611,'Seasonal Customer Count'!$B:$I,4,FALSE),IF(C611=\"W\",VLOOKUP(B611,'Seasonal Customer Count'!$B:$P,12,FALSE),\"Check\")),0)","v":2972},{"$f":"IFERROR(IF(OR(C611=\"S\",C611=\"D\"),VLOOKUP(B611,'Seasonal Customer Count'!$B:$P,5,FALSE),IF(C611=\"W\",VLOOKUP(B611,'Seasonal Customer Count'!$B:$P,13,FALSE),\"Check\")),0)","v":59},{"$f":"IFERROR(IF(OR(C611=\"S\",C611=\"D\"),VLOOKUP(B611,'Seasonal Customer Count'!$B:$P,6,FALSE),IF(C611=\"W\",VLOOKUP(B611,'Seasonal Customer Count'!$B:$P,14,FALSE),\"Check\")),0)","v":43},{"$f":"IFERROR(IF(OR(C611=\"S\",C611=\"D\"),VLOOKUP(B611,'Seasonal Customer Count'!$B:$P,7,FALSE),IF(C611=\"W\",VLOOKUP(B611,'Seasonal Customer Count'!$B:$P,15,FALSE),\"Check\")),0)","v":0},{"$f":"IFERROR(IF(OR(C611=\"S\",C611=\"D\"),VLOOKUP(B611,'Seasonal Customer Count'!$B:$P,8,FALSE),IF(C611=\"W\",VLOOKUP(B611,'Seasonal Customer Count'!$B:$P,16,FALSE),\"Check\")),0)","v":0},{"$f":"Summary!$D$8*(K611*'Average Project Size'!$F$6+L611*'Average Project Size'!$F$7+M611*'Average Project Size'!$F$8+N611*'Average Project Size'!$F$10+O611*'Average Project Size'!$F$9)/1000","v":0.1298519287949291},{"$f":"Summary!$D$8*(K611*F611*'Average Project Size'!$F$6+L611*G611*'Average Project Size'!$F$7+M611*H611*'Average Project Size'!$F$8+N611*I611*'Average Project Size'!$F$10+O611*J611*'Average Project Size'!$F$9)/1000","v":9.8480430103371035E-3}]
[null,{"$f":"'Peak Identification'!B610","v":"LCST45"},{"$f":"'Peak Identification'!D610","v":"S"},{"$f":"'Peak Identification'!E610","v":16},{"$f":"VLOOKUP($D612,'DER Output'!$S$17:$X$41,6,FALSE)","v":0.22644022312513051},{"$f":"IF($C612=\"S\",VLOOKUP($D612,'DER Output'!$S$18:$W$41,2,FALSE),VLOOKUP($D612,'DER Output'!$S$18:$W$41,3,FALSE))","v":0.44781407722569133},{"$f":"IF($C612=\"S\",VLOOKUP($D612,'DER Output'!$S$18:$W$41,4,FALSE),VLOOKUP($D612,'DER Output'!$S$18:$W$41,5,FALSE))","v":0.44781407722569133},{"$f":"IF($C612=\"S\",VLOOKUP($D612,'DER Output'!$S$18:$W$41,4,FALSE),VLOOKUP($D612,'DER Output'!$S$18:$W$41,5,FALSE))","v":0.44781407722569133},{"$f":"IF($C612=\"S\",VLOOKUP($D612,'DER Output'!$S$18:$W$41,4,FALSE),VLOOKUP($D612,'DER Output'!$S$18:$W$41,5,FALSE))","v":0.44781407722569133},{"$f":"IF($C612=\"S\",VLOOKUP($D612,'DER Output'!$S$18:$W$41,4,FALSE),VLOOKUP($D612,'DER Output'!$S$18:$W$41,5,FALSE))","v":0.44781407722569133},{"$f":"IFERROR(IF(OR(C612=\"S\",C612=\"D\"),VLOOKUP(B612,'Seasonal Customer Count'!$B:$I,4,FALSE),IF(C612=\"W\",VLOOKUP(B612,'Seasonal Customer Count'!$B:$P,12,FALSE),\"Check\")),0)","v":2138},{"$f":"IFERROR(IF(OR(C612=\"S\",C612=\"D\"),VLOOKUP(B612,'Seasonal Customer Count'!$B:$P,5,FALSE),IF(C612=\"W\",VLOOKUP(B612,'Seasonal Customer Count'!$B:$P,13,FALSE),\"Check\")),0)","v":50},{"$f":"IFERROR(IF(OR(C612=\"S\",C612=\"D\"),VLOOKUP(B612,'Seasonal Customer Count'!$B:$P,6,FALSE),IF(C612=\"W\",VLOOKUP(B612,'Seasonal Customer Count'!$B:$P,14,FALSE),\"Check\")),0)","v":94},{"$f":"IFERROR(IF(OR(C612=\"S\",C612=\"D\"),VLOOKUP(B612,'Seasonal Customer Count'!$B:$P,7,FALSE),IF(C612=\"W\",VLOOKUP(B612,'Seasonal Customer Count'!$B:$P,15,FALSE),\"Check\")),0)","v":0},{"$f":"IFERROR(IF(OR(C612=\"S\",C612=\"D\"),VLOOKUP(B612,'Seasonal Customer Count'!$B:$P,8,FALSE),IF(C612=\"W\",VLOOKUP(B612,'Seasonal Customer Count'!$B:$P,16,FALSE),\"Check\")),0)","v":0},{"$f":"Summary!$D$8*(K612*'Average Project Size'!$F$6+L612*'Average Project Size'!$F$7+M612*'Average Project Size'!$F$8+N612*'Average Project Size'!$F$10+O612*'Average Project Size'!$F$9)/1000","v":0.10481360736559399},{"$f":"Summary!$D$8*(K612*F612*'Average Project Size'!$F$6+L612*G612*'Average Project Size'!$F$7+M612*H612*'Average Project Size'!$F$8+N612*I612*'Average Project Size'!$F$10+O612*J612*'Average Project Size'!$F$9)/1000","v":4.6937008863119405E-2}]
[null,{"$f":"'Peak Identification'!B611","v":"LCST46"},{"$f":"'Peak Identification'!D611","v":"S"},{"$f":"'Peak Identification'!E611","v":17},{"$f":"VLOOKUP($D613,'DER Output'!$S$17:$X$41,6,FALSE)","v":0.19174838710475617},{"$f":"IF($C613=\"S\",VLOOKUP($D613,'DER Output'!$S$18:$W$41,2,FALSE),VLOOKUP($D613,'DER Output'!$S$18:$W$41,3,FALSE))","v":0.30300399777640191},{"$f":"IF($C613=\"S\",VLOOKUP($D613,'DER Output'!$S$18:$W$41,4,FALSE),VLOOKUP($D613,'DER Output'!$S$18:$W$41,5,FALSE))","v":0.30300399777640191},{"$f":"IF($C613=\"S\",VLOOKUP($D613,'DER Output'!$S$18:$W$41,4,FALSE),VLOOKUP($D613,'DER Output'!$S$18:$W$41,5,FALSE))","v":0.30300399777640191},{"$f":"IF($C613=\"S\",VLOOKUP($D613,'DER Output'!$S$18:$W$41,4,FALSE),VLOOKUP($D613,'DER Output'!$S$18:$W$41,5,FALSE))","v":0.30300399777640191},{"$f":"IF($C613=\"S\",VLOOKUP($D613,'DER Output'!$S$18:$W$41,4,FALSE),VLOOKUP($D613,'DER Output'!$S$18:$W$41,5,FALSE))","v":0.30300399777640191},{"$f":"IFERROR(IF(OR(C613=\"S\",C613=\"D\"),VLOOKUP(B613,'Seasonal Customer Count'!$B:$I,4,FALSE),IF(C613=\"W\",VLOOKUP(B613,'Seasonal Customer Count'!$B:$P,12,FALSE),\"Check\")),0)","v":2786},{"$f":"IFERROR(IF(OR(C613=\"S\",C613=\"D\"),VLOOKUP(B613,'Seasonal Customer Count'!$B:$P,5,FALSE),IF(C613=\"W\",VLOOKUP(B613,'Seasonal Customer Count'!$B:$P,13,FALSE),\"Check\")),0)","v":81},{"$f":"IFERROR(IF(OR(C613=\"S\",C613=\"D\"),VLOOKUP(B613,'Seasonal Customer Count'!$B:$P,6,FALSE),IF(C613=\"W\",VLOOKUP(B613,'Seasonal Customer Count'!$B:$P,14,FALSE),\"Check\")),0)","v":140},{"$f":"IFERROR(IF(OR(C613=\"S\",C613=\"D\"),VLOOKUP(B613,'Seasonal Customer Count'!$B:$P,7,FALSE),IF(C613=\"W\",VLOOKUP(B613,'Seasonal Customer Count'!$B:$P,15,FALSE),\"Check\")),0)","v":2},{"$f":"IFERROR(IF(OR(C613=\"S\",C613=\"D\"),VLOOKUP(B613,'Seasonal Customer Count'!$B:$P,8,FALSE),IF(C613=\"W\",VLOOKUP(B613,'Seasonal Customer Count'!$B:$P,16,FALSE),\"Check\")),0)","v":1},{"$f":"Summary!$D$8*(K613*'Average Project Size'!$F$6+L613*'Average Project Size'!$F$7+M613*'Average Project Size'!$F$8+N613*'Average Project Size'!$F$10+O613*'Average Project Size'!$F$9)/1000","v":0.14726191309692513},{"$f":"Summary!$D$8*(K613*F613*'Average Project Size'!$F$6+L613*G613*'Average Project Size'!$F$7+M613*H613*'Average Project Size'!$F$8+N613*I613*'Average Project Size'!$F$10+O613*J613*'Average Project Size'!$F$9)/1000","v":4.4620948388569392E-2}]
[null,{"$f":"'Peak Identification'!B612","v":"LCST T-131"},{"$f":"'Peak Identification'!D612","v":"S"},{"$f":"'Peak Identification'!E612","v":17},{"$f":"VLOOKUP($D614,'DER Output'!$S$17:$X$41,6,FALSE)","v":0.19174838710475617},{"$f":"IF($C614=\"S\",VLOOKUP($D614,'DER Output'!$S$18:$W$41,2,FALSE),VLOOKUP($D614,'DER Output'!$S$18:$W$41,3,FALSE))","v":0.30300399777640191},{"$f":"IF($C614=\"S\",VLOOKUP($D614,'DER Output'!$S$18:$W$41,4,FALSE),VLOOKUP($D614,'DER Output'!$S$18:$W$41,5,FALSE))","v":0.30300399777640191},{"$f":"IF($C614=\"S\",VLOOKUP($D614,'DER Output'!$S$18:$W$41,4,FALSE),VLOOKUP($D614,'DER Output'!$S$18:$W$41,5,FALSE))","v":0.30300399777640191},{"$f":"IF($C614=\"S\",VLOOKUP($D614,'DER Output'!$S$18:$W$41,4,FALSE),VLOOKUP($D614,'DER Output'!$S$18:$W$41,5,FALSE))","v":0.30300399777640191},{"$f":"IF($C614=\"S\",VLOOKUP($D614,'DER Output'!$S$18:$W$41,4,FALSE),VLOOKUP($D614,'DER Output'!$S$18:$W$41,5,FALSE))","v":0.30300399777640191},{"$f":"IFERROR(IF(OR(C614=\"S\",C614=\"D\"),VLOOKUP(B614,'Seasonal Customer Count'!$B:$I,4,FALSE),IF(C614=\"W\",VLOOKUP(B614,'Seasonal Customer Count'!$B:$P,12,FALSE),\"Check\")),0)","v":3857},{"$f":"IFERROR(IF(OR(C614=\"S\",C614=\"D\"),VLOOKUP(B614,'Seasonal Customer Count'!$B:$P,5,FALSE),IF(C614=\"W\",VLOOKUP(B614,'Seasonal Customer Count'!$B:$P,13,FALSE),\"Check\")),0)","v":103},{"$f":"IFERROR(IF(OR(C614=\"S\",C614=\"D\"),VLOOKUP(B614,'Seasonal Customer Count'!$B:$P,6,FALSE),IF(C614=\"W\",VLOOKUP(B614,'Seasonal Customer Count'!$B:$P,14,FALSE),\"Check\")),0)","v":148},{"$f":"IFERROR(IF(OR(C614=\"S\",C614=\"D\"),VLOOKUP(B614,'Seasonal Customer Count'!$B:$P,7,FALSE),IF(C614=\"W\",VLOOKUP(B614,'Seasonal Customer Count'!$B:$P,15,FALSE),\"Check\")),0)","v":1},{"$f":"IFERROR(IF(OR(C614=\"S\",C614=\"D\"),VLOOKUP(B614,'Seasonal Customer Count'!$B:$P,8,FALSE),IF(C614=\"W\",VLOOKUP(B614,'Seasonal Customer Count'!$B:$P,16,FALSE),\"Check\")),0)","v":0},{"$f":"Summary!$D$8*(K614*'Average Project Size'!$F$6+L614*'Average Project Size'!$F$7+M614*'Average Project Size'!$F$8+N614*'Average Project Size'!$F$10+O614*'Average Project Size'!$F$9)/1000","v":0.18924930817639316},{"$f":"Summary!$D$8*(K614*F614*'Average Project Size'!$F$6+L614*G614*'Average Project Size'!$F$7+M614*H614*'Average Project Size'!$F$8+N614*I614*'Average Project Size'!$F$10+O614*J614*'Average Project Size'!$F$9)/1000","v":5.7343296953865433E-2}]
[null,{"$f":"'Peak Identification'!B613","v":"LCST T-132"},{"$f":"'Peak Identification'!D613","v":"S"},{"$f":"'Peak Identification'!E613","v":18},{"$f":"VLOOKUP($D615,'DER Output'!$S$17:$X$41,6,FALSE)","v":0.16032398020038169},{"$f":"IF($C615=\"S\",VLOOKUP($D615,'DER Output'!$S$18:$W$41,2,FALSE),VLOOKUP($D615,'DER Output'!$S$18:$W$41,3,FALSE))","v":0.17224423800777711},{"$f":"IF($C615=\"S\",VLOOKUP($D615,'DER Output'!$S$18:$W$41,4,FALSE),VLOOKUP($D615,'DER Output'!$S$18:$W$41,5,FALSE))","v":0.17224423800777711},{"$f":"IF($C615=\"S\",VLOOKUP($D615,'DER Output'!$S$18:$W$41,4,FALSE),VLOOKUP($D615,'DER Output'!$S$18:$W$41,5,FALSE))","v":0.17224423800777711},{"$f":"IF($C615=\"S\",VLOOKUP($D615,'DER Output'!$S$18:$W$41,4,FALSE),VLOOKUP($D615,'DER Output'!$S$18:$W$41,5,FALSE))","v":0.17224423800777711},{"$f":"IF($C615=\"S\",VLOOKUP($D615,'DER Output'!$S$18:$W$41,4,FALSE),VLOOKUP($D615,'DER Output'!$S$18:$W$41,5,FALSE))","v":0.17224423800777711},{"$f":"IFERROR(IF(OR(C615=\"S\",C615=\"D\"),VLOOKUP(B615,'Seasonal Customer Count'!$B:$I,4,FALSE),IF(C615=\"W\",VLOOKUP(B615,'Seasonal Customer Count'!$B:$P,12,FALSE),\"Check\")),0)","v":5516},{"$f":"IFERROR(IF(OR(C615=\"S\",C615=\"D\"),VLOOKUP(B615,'Seasonal Customer Count'!$B:$P,5,FALSE),IF(C615=\"W\",VLOOKUP(B615,'Seasonal Customer Count'!$B:$P,13,FALSE),\"Check\")),0)","v":112},{"$f":"IFERROR(IF(OR(C615=\"S\",C615=\"D\"),VLOOKUP(B615,'Seasonal Customer Count'!$B:$P,6,FALSE),IF(C615=\"W\",VLOOKUP(B615,'Seasonal Customer Count'!$B:$P,14,FALSE),\"Check\")),0)","v":159},{"$f":"IFERROR(IF(OR(C615=\"S\",C615=\"D\"),VLOOKUP(B615,'Seasonal Customer Count'!$B:$P,7,FALSE),IF(C615=\"W\",VLOOKUP(B615,'Seasonal Customer Count'!$B:$P,15,FALSE),\"Check\")),0)","v":2},{"$f":"IFERROR(IF(OR(C615=\"S\",C615=\"D\"),VLOOKUP(B615,'Seasonal Customer Count'!$B:$P,8,FALSE),IF(C615=\"W\",VLOOKUP(B615,'Seasonal Customer Count'!$B:$P,16,FALSE),\"Check\")),0)","v":1},{"$f":"Summary!$D$8*(K615*'Average Project Size'!$F$6+L615*'Average Project Size'!$F$7+M615*'Average Project Size'!$F$8+N615*'Average Project Size'!$F$10+O615*'Average Project Size'!$F$9)/1000","v":0.26131368192665222},{"$f":"Summary!$D$8*(K615*F615*'Average Project Size'!$F$6+L615*G615*'Average Project Size'!$F$7+M615*H615*'Average Project Size'!$F$8+N615*I615*'Average Project Size'!$F$10+O615*J615*'Average Project Size'!$F$9)/1000","v":4.5009776024462857E-2}]
[null,{"$f":"'Peak Identification'!B614","v":"LCST T-133"},{"$f":"'Peak Identification'!D614","v":"S"},{"$f":"'Peak Identification'!E614","v":17},{"$f":"VLOOKUP($D616,'DER Output'!$S$17:$X$41,6,FALSE)","v":0.19174838710475617},{"$f":"IF($C616=\"S\",VLOOKUP($D616,'DER Output'!$S$18:$W$41,2,FALSE),VLOOKUP($D616,'DER Output'!$S$18:$W$41,3,FALSE))","v":0.30300399777640191},{"$f":"IF($C616=\"S\",VLOOKUP($D616,'DER Output'!$S$18:$W$41,4,FALSE),VLOOKUP($D616,'DER Output'!$S$18:$W$41,5,FALSE))","v":0.30300399777640191},{"$f":"IF($C616=\"S\",VLOOKUP($D616,'DER Output'!$S$18:$W$41,4,FALSE),VLOOKUP($D616,'DER Output'!$S$18:$W$41,5,FALSE))","v":0.30300399777640191},{"$f":"IF($C616=\"S\",VLOOKUP($D616,'DER Output'!$S$18:$W$41,4,FALSE),VLOOKUP($D616,'DER Output'!$S$18:$W$41,5,FALSE))","v":0.30300399777640191},{"$f":"IF($C616=\"S\",VLOOKUP($D616,'DER Output'!$S$18:$W$41,4,FALSE),VLOOKUP($D616,'DER Output'!$S$18:$W$41,5,FALSE))","v":0.30300399777640191},{"$f":"IFERROR(IF(OR(C616=\"S\",C616=\"D\"),VLOOKUP(B616,'Seasonal Customer Count'!$B:$I,4,FALSE),IF(C616=\"W\",VLOOKUP(B616,'Seasonal Customer Count'!$B:$P,12,FALSE),\"Check\")),0)","v":4924},{"$f":"IFERROR(IF(OR(C616=\"S\",C616=\"D\"),VLOOKUP(B616,'Seasonal Customer Count'!$B:$P,5,FALSE),IF(C616=\"W\",VLOOKUP(B616,'Seasonal Customer Count'!$B:$P,13,FALSE),\"Check\")),0)","v":131},{"$f":"IFERROR(IF(OR(C616=\"S\",C616=\"D\"),VLOOKUP(B616,'Seasonal Customer Count'!$B:$P,6,FALSE),IF(C616=\"W\",VLOOKUP(B616,'Seasonal Customer Count'!$B:$P,14,FALSE),\"Check\")),0)","v":234},{"$f":"IFERROR(IF(OR(C616=\"S\",C616=\"D\"),VLOOKUP(B616,'Seasonal Customer Count'!$B:$P,7,FALSE),IF(C616=\"W\",VLOOKUP(B616,'Seasonal Customer Count'!$B:$P,15,FALSE),\"Check\")),0)","v":2},{"$f":"IFERROR(IF(OR(C616=\"S\",C616=\"D\"),VLOOKUP(B616,'Seasonal Customer Count'!$B:$P,8,FALSE),IF(C616=\"W\",VLOOKUP(B616,'Seasonal Customer Count'!$B:$P,16,FALSE),\"Check\")),0)","v":1},{"$f":"Summary!$D$8*(K616*'Average Project Size'!$F$6+L616*'Average Project Size'!$F$7+M616*'Average Project Size'!$F$8+N616*'Average Project Size'!$F$10+O616*'Average Project Size'!$F$9)/1000","v":0.25207552046251913},{"$f":"Summary!$D$8*(K616*F616*'Average Project Size'!$F$6+L616*G616*'Average Project Size'!$F$7+M616*H616*'Average Project Size'!$F$8+N616*I616*'Average Project Size'!$F$10+O616*J616*'Average Project Size'!$F$9)/1000","v":7.6379890441710507E-2}]
[null,{"$f":"'Peak Identification'!B615","v":"LCST T-231"},{"$f":"'Peak Identification'!D615","v":"S"},{"$f":"'Peak Identification'!E615","v":0},{"$f":"VLOOKUP($D617,'DER Output'!$S$17:$X$41,6,FALSE)","v":0},{"$f":"IF($C617=\"S\",VLOOKUP($D617,'DER Output'!$S$18:$W$41,2,FALSE),VLOOKUP($D617,'DER Output'!$S$18:$W$41,3,FALSE))","v":5.9141103405834004E-4},{"$f":"IF($C617=\"S\",VLOOKUP($D617,'DER Output'!$S$18:$W$41,4,FALSE),VLOOKUP($D617,'DER Output'!$S$18:$W$41,5,FALSE))","v":5.9141103405834004E-4},{"$f":"IF($C617=\"S\",VLOOKUP($D617,'DER Output'!$S$18:$W$41,4,FALSE),VLOOKUP($D617,'DER Output'!$S$18:$W$41,5,FALSE))","v":5.9141103405834004E-4},{"$f":"IF($C617=\"S\",VLOOKUP($D617,'DER Output'!$S$18:$W$41,4,FALSE),VLOOKUP($D617,'DER Output'!$S$18:$W$41,5,FALSE))","v":5.9141103405834004E-4},{"$f":"IF($C617=\"S\",VLOOKUP($D617,'DER Output'!$S$18:$W$41,4,FALSE),VLOOKUP($D617,'DER Output'!$S$18:$W$41,5,FALSE))","v":5.9141103405834004E-4},{"$f":"IFERROR(IF(OR(C617=\"S\",C617=\"D\"),VLOOKUP(B617,'Seasonal Customer Count'!$B:$I,4,FALSE),IF(C617=\"W\",VLOOKUP(B617,'Seasonal Customer Count'!$B:$P,12,FALSE),\"Check\")),0)","v":0},{"$f":"IFERROR(IF(OR(C617=\"S\",C617=\"D\"),VLOOKUP(B617,'Seasonal Customer Count'!$B:$P,5,FALSE),IF(C617=\"W\",VLOOKUP(B617,'Seasonal Customer Count'!$B:$P,13,FALSE),\"Check\")),0)","v":0},{"$f":"IFERROR(IF(OR(C617=\"S\",C617=\"D\"),VLOOKUP(B617,'Seasonal Customer Count'!$B:$P,6,FALSE),IF(C617=\"W\",VLOOKUP(B617,'Seasonal Customer Count'!$B:$P,14,FALSE),\"Check\")),0)","v":0},{"$f":"IFERROR(IF(OR(C617=\"S\",C617=\"D\"),VLOOKUP(B617,'Seasonal Customer Count'!$B:$P,7,FALSE),IF(C617=\"W\",VLOOKUP(B617,'Seasonal Customer Count'!$B:$P,15,FALSE),\"Check\")),0)","v":0},{"$f":"IFERROR(IF(OR(C617=\"S\",C617=\"D\"),VLOOKUP(B617,'Seasonal Customer Count'!$B:$P,8,FALSE),IF(C617=\"W\",VLOOKUP(B617,'Seasonal Customer Count'!$B:$P,16,FALSE),\"Check\")),0)","v":0},{"$f":"Summary!$D$8*(K617*'Average Project Size'!$F$6+L617*'Average Project Size'!$F$7+M617*'Average Project Size'!$F$8+N617*'Average Project Size'!$F$10+O617*'Average Project Size'!$F$9)/1000","v":0},{"$f":"Summary!$D$8*(K617*F617*'Average Project Size'!$F$6+L617*G617*'Average Project Size'!$F$7+M617*H617*'Average Project Size'!$F$8+N617*I617*'Average Project Size'!$F$10+O617*J617*'Average Project Size'!$F$9)/1000","v":0}]
[null,{"$f":"'Peak Identification'!B616","v":"LCST T-232"},{"$f":"'Peak Identification'!D616","v":"S"},{"$f":"'Peak Identification'!E616","v":0},{"$f":"VLOOKUP($D618,'DER Output'!$S$17:$X$41,6,FALSE)","v":0},{"$f":"IF($C618=\"S\",VLOOKUP($D618,'DER Output'!$S$18:$W$41,2,FALSE),VLOOKUP($D618,'DER Output'!$S$18:$W$41,3,FALSE))","v":5.9141103405834004E-4},{"$f":"IF($C618=\"S\",VLOOKUP($D618,'DER Output'!$S$18:$W$41,4,FALSE),VLOOKUP($D618,'DER Output'!$S$18:$W$41,5,FALSE))","v":5.9141103405834004E-4},{"$f":"IF($C618=\"S\",VLOOKUP($D618,'DER Output'!$S$18:$W$41,4,FALSE),VLOOKUP($D618,'DER Output'!$S$18:$W$41,5,FALSE))","v":5.9141103405834004E-4},{"$f":"IF($C618=\"S\",VLOOKUP($D618,'DER Output'!$S$18:$W$41,4,FALSE),VLOOKUP($D618,'DER Output'!$S$18:$W$41,5,FALSE))","v":5.9141103405834004E-4},{"$f":"IF($C618=\"S\",VLOOKUP($D618,'DER Output'!$S$18:$W$41,4,FALSE),VLOOKUP($D618,'DER Output'!$S$18:$W$41,5,FALSE))","v":5.9141103405834004E-4},{"$f":"IFERROR(IF(OR(C618=\"S\",C618=\"D\"),VLOOKUP(B618,'Seasonal Customer Count'!$B:$I,4,FALSE),IF(C618=\"W\",VLOOKUP(B618,'Seasonal Customer Count'!$B:$P,12,FALSE),\"Check\")),0)","v":0},{"$f":"IFERROR(IF(OR(C618=\"S\",C618=\"D\"),VLOOKUP(B618,'Seasonal Customer Count'!$B:$P,5,FALSE),IF(C618=\"W\",VLOOKUP(B618,'Seasonal Customer Count'!$B:$P,13,FALSE),\"Check\")),0)","v":0},{"$f":"IFERROR(IF(OR(C618=\"S\",C618=\"D\"),VLOOKUP(B618,'Seasonal Customer Count'!$B:$P,6,FALSE),IF(C618=\"W\",VLOOKUP(B618,'Seasonal Customer Count'!$B:$P,14,FALSE),\"Check\")),0)","v":0},{"$f":"IFERROR(IF(OR(C618=\"S\",C618=\"D\"),VLOOKUP(B618,'Seasonal Customer Count'!$B:$P,7,FALSE),IF(C618=\"W\",VLOOKUP(B618,'Seasonal Customer Count'!$B:$P,15,FALSE),\"Check\")),0)","v":0},{"$f":"IFERROR(IF(OR(C618=\"S\",C618=\"D\"),VLOOKUP(B618,'Seasonal Customer Count'!$B:$P,8,FALSE),IF(C618=\"W\",VLOOKUP(B618,'Seasonal Customer Count'!$B:$P,16,FALSE),\"Check\")),0)","v":0},{"$f":"Summary!$D$8*(K618*'Average Project Size'!$F$6+L618*'Average Project Size'!$F$7+M618*'Average Project Size'!$F$8+N618*'Average Project Size'!$F$10+O618*'Average Project Size'!$F$9)/1000","v":0},{"$f":"Summary!$D$8*(K618*F618*'Average Project Size'!$F$6+L618*G618*'Average Project Size'!$F$7+M618*H618*'Average Project Size'!$F$8+N618*I618*'Average Project Size'!$F$10+O618*J618*'Average Project Size'!$F$9)/1000","v":0}]
[null,{"$f":"'Peak Identification'!B617","v":"LIME11"},{"$f":"'Peak Identification'!D617","v":"S"},{"$f":"'Peak Identification'!E617","v":17},{"$f":"VLOOKUP($D619,'DER Output'!$S$17:$X$41,6,FALSE)","v":0.19174838710475617},{"$f":"IF($C619=\"S\",VLOOKUP($D619,'DER Output'!$S$18:$W$41,2,FALSE),VLOOKUP($D619,'DER Output'!$S$18:$W$41,3,FALSE))","v":0.30300399777640191},{"$f":"IF($C619=\"S\",VLOOKUP($D619,'DER Output'!$S$18:$W$41,4,FALSE),VLOOKUP($D619,'DER Output'!$S$18:$W$41,5,FALSE))","v":0.30300399777640191},{"$f":"IF($C619=\"S\",VLOOKUP($D619,'DER Output'!$S$18:$W$41,4,FALSE),VLOOKUP($D619,'DER Output'!$S$18:$W$41,5,FALSE))","v":0.30300399777640191},{"$f":"IF($C619=\"S\",VLOOKUP($D619,'DER Output'!$S$18:$W$41,4,FALSE),VLOOKUP($D619,'DER Output'!$S$18:$W$41,5,FALSE))","v":0.30300399777640191},{"$f":"IF($C619=\"S\",VLOOKUP($D619,'DER Output'!$S$18:$W$41,4,FALSE),VLOOKUP($D619,'DER Output'!$S$18:$W$41,5,FALSE))","v":0.30300399777640191},{"$f":"IFERROR(IF(OR(C619=\"S\",C619=\"D\"),VLOOKUP(B619,'Seasonal Customer Count'!$B:$I,4,FALSE),IF(C619=\"W\",VLOOKUP(B619,'Seasonal Customer Count'!$B:$P,12,FALSE),\"Check\")),0)","v":73},{"$f":"IFERROR(IF(OR(C619=\"S\",C619=\"D\"),VLOOKUP(B619,'Seasonal Customer Count'!$B:$P,5,FALSE),IF(C619=\"W\",VLOOKUP(B619,'Seasonal Customer Count'!$B:$P,13,FALSE),\"Check\")),0)","v":27},{"$f":"IFERROR(IF(OR(C619=\"S\",C619=\"D\"),VLOOKUP(B619,'Seasonal Customer Count'!$B:$P,6,FALSE),IF(C619=\"W\",VLOOKUP(B619,'Seasonal Customer Count'!$B:$P,14,FALSE),\"Check\")),0)","v":4},{"$f":"IFERROR(IF(OR(C619=\"S\",C619=\"D\"),VLOOKUP(B619,'Seasonal Customer Count'!$B:$P,7,FALSE),IF(C619=\"W\",VLOOKUP(B619,'Seasonal Customer Count'!$B:$P,15,FALSE),\"Check\")),0)","v":0},{"$f":"IFERROR(IF(OR(C619=\"S\",C619=\"D\"),VLOOKUP(B619,'Seasonal Customer Count'!$B:$P,8,FALSE),IF(C619=\"W\",VLOOKUP(B619,'Seasonal Customer Count'!$B:$P,16,FALSE),\"Check\")),0)","v":1},{"$f":"Summary!$D$8*(K619*'Average Project Size'!$F$6+L619*'Average Project Size'!$F$7+M619*'Average Project Size'!$F$8+N619*'Average Project Size'!$F$10+O619*'Average Project Size'!$F$9)/1000","v":6.2058818907466265E-3},{"$f":"Summary!$D$8*(K619*F619*'Average Project Size'!$F$6+L619*G619*'Average Project Size'!$F$7+M619*H619*'Average Project Size'!$F$8+N619*I619*'Average Project Size'!$F$10+O619*J619*'Average Project Size'!$F$9)/1000","v":1.8804070226244038E-3}]
[null,{"$f":"'Peak Identification'!B618","v":"LIME T-061"},{"$f":"'Peak Identification'!D618","v":"S"},{"$f":"'Peak Identification'!E618","v":17},{"$f":"VLOOKUP($D620,'DER Output'!$S$17:$X$41,6,FALSE)","v":0.19174838710475617},{"$f":"IF($C620=\"S\",VLOOKUP($D620,'DER Output'!$S$18:$W$41,2,FALSE),VLOOKUP($D620,'DER Output'!$S$18:$W$41,3,FALSE))","v":0.30300399777640191},{"$f":"IF($C620=\"S\",VLOOKUP($D620,'DER Output'!$S$18:$W$41,4,FALSE),VLOOKUP($D620,'DER Output'!$S$18:$W$41,5,FALSE))","v":0.30300399777640191},{"$f":"IF($C620=\"S\",VLOOKUP($D620,'DER Output'!$S$18:$W$41,4,FALSE),VLOOKUP($D620,'DER Output'!$S$18:$W$41,5,FALSE))","v":0.30300399777640191},{"$f":"IF($C620=\"S\",VLOOKUP($D620,'DER Output'!$S$18:$W$41,4,FALSE),VLOOKUP($D620,'DER Output'!$S$18:$W$41,5,FALSE))","v":0.30300399777640191},{"$f":"IF($C620=\"S\",VLOOKUP($D620,'DER Output'!$S$18:$W$41,4,FALSE),VLOOKUP($D620,'DER Output'!$S$18:$W$41,5,FALSE))","v":0.30300399777640191},{"$f":"IFERROR(IF(OR(C620=\"S\",C620=\"D\"),VLOOKUP(B620,'Seasonal Customer Count'!$B:$I,4,FALSE),IF(C620=\"W\",VLOOKUP(B620,'Seasonal Customer Count'!$B:$P,12,FALSE),\"Check\")),0)","v":73},{"$f":"IFERROR(IF(OR(C620=\"S\",C620=\"D\"),VLOOKUP(B620,'Seasonal Customer Count'!$B:$P,5,FALSE),IF(C620=\"W\",VLOOKUP(B620,'Seasonal Customer Count'!$B:$P,13,FALSE),\"Check\")),0)","v":27},{"$f":"IFERROR(IF(OR(C620=\"S\",C620=\"D\"),VLOOKUP(B620,'Seasonal Customer Count'!$B:$P,6,FALSE),IF(C620=\"W\",VLOOKUP(B620,'Seasonal Customer Count'!$B:$P,14,FALSE),\"Check\")),0)","v":4},{"$f":"IFERROR(IF(OR(C620=\"S\",C620=\"D\"),VLOOKUP(B620,'Seasonal Customer Count'!$B:$P,7,FALSE),IF(C620=\"W\",VLOOKUP(B620,'Seasonal Customer Count'!$B:$P,15,FALSE),\"Check\")),0)","v":0},{"$f":"IFERROR(IF(OR(C620=\"S\",C620=\"D\"),VLOOKUP(B620,'Seasonal Customer Count'!$B:$P,8,FALSE),IF(C620=\"W\",VLOOKUP(B620,'Seasonal Customer Count'!$B:$P,16,FALSE),\"Check\")),0)","v":1},{"$f":"Summary!$D$8*(K620*'Average Project Size'!$F$6+L620*'Average Project Size'!$F$7+M620*'Average Project Size'!$F$8+N620*'Average Project Size'!$F$10+O620*'Average Project Size'!$F$9)/1000","v":6.2058818907466265E-3},{"$f":"Summary!$D$8*(K620*F620*'Average Project Size'!$F$6+L620*G620*'Average Project Size'!$F$7+M620*H620*'Average Project Size'!$F$8+N620*I620*'Average Project Size'!$F$10+O620*J620*'Average Project Size'!$F$9)/1000","v":1.8804070226244038E-3}]
[null,{"$f":"'Peak Identification'!B619","v":"LKFK41"},{"$f":"'Peak Identification'!D619","v":"W"},{"$f":"'Peak Identification'!E619","v":8},{"$f":"VLOOKUP($D621,'DER Output'!$S$17:$X$41,6,FALSE)","v":0},{"$f":"IF($C621=\"S\",VLOOKUP($D621,'DER Output'!$S$18:$W$41,2,FALSE),VLOOKUP($D621,'DER Output'!$S$18:$W$41,3,FALSE))","v":2.4357194050013426E-2},{"$f":"IF($C621=\"S\",VLOOKUP($D621,'DER Output'!$S$18:$W$41,4,FALSE),VLOOKUP($D621,'DER Output'!$S$18:$W$41,5,FALSE))","v":2.4357194050013426E-2},{"$f":"IF($C621=\"S\",VLOOKUP($D621,'DER Output'!$S$18:$W$41,4,FALSE),VLOOKUP($D621,'DER Output'!$S$18:$W$41,5,FALSE))","v":2.4357194050013426E-2},{"$f":"IF($C621=\"S\",VLOOKUP($D621,'DER Output'!$S$18:$W$41,4,FALSE),VLOOKUP($D621,'DER Output'!$S$18:$W$41,5,FALSE))","v":2.4357194050013426E-2},{"$f":"IF($C621=\"S\",VLOOKUP($D621,'DER Output'!$S$18:$W$41,4,FALSE),VLOOKUP($D621,'DER Output'!$S$18:$W$41,5,FALSE))","v":2.4357194050013426E-2},{"$f":"IFERROR(IF(OR(C621=\"S\",C621=\"D\"),VLOOKUP(B621,'Seasonal Customer Count'!$B:$I,4,FALSE),IF(C621=\"W\",VLOOKUP(B621,'Seasonal Customer Count'!$B:$P,12,FALSE),\"Check\")),0)","v":3},{"$f":"IFERROR(IF(OR(C621=\"S\",C621=\"D\"),VLOOKUP(B621,'Seasonal Customer Count'!$B:$P,5,FALSE),IF(C621=\"W\",VLOOKUP(B621,'Seasonal Customer Count'!$B:$P,13,FALSE),\"Check\")),0)","v":3},{"$f":"IFERROR(IF(OR(C621=\"S\",C621=\"D\"),VLOOKUP(B621,'Seasonal Customer Count'!$B:$P,6,FALSE),IF(C621=\"W\",VLOOKUP(B621,'Seasonal Customer Count'!$B:$P,14,FALSE),\"Check\")),0)","v":0},{"$f":"IFERROR(IF(OR(C621=\"S\",C621=\"D\"),VLOOKUP(B621,'Seasonal Customer Count'!$B:$P,7,FALSE),IF(C621=\"W\",VLOOKUP(B621,'Seasonal Customer Count'!$B:$P,15,FALSE),\"Check\")),0)","v":28},{"$f":"IFERROR(IF(OR(C621=\"S\",C621=\"D\"),VLOOKUP(B621,'Seasonal Customer Count'!$B:$P,8,FALSE),IF(C621=\"W\",VLOOKUP(B621,'Seasonal Customer Count'!$B:$P,16,FALSE),\"Check\")),0)","v":0},{"$f":"Summary!$D$8*(K621*'Average Project Size'!$F$6+L621*'Average Project Size'!$F$7+M621*'Average Project Size'!$F$8+N621*'Average Project Size'!$F$10+O621*'Average Project Size'!$F$9)/1000","v":8.2533591202417989E-2},{"$f":"Summary!$D$8*(K621*F621*'Average Project Size'!$F$6+L621*G621*'Average Project Size'!$F$7+M621*H621*'Average Project Size'!$F$8+N621*I621*'Average Project Size'!$F$10+O621*J621*'Average Project Size'!$F$9)/1000","v":2.0102866965617762E-3}]
[null,{"$f":"'Peak Identification'!B620","v":"LKFK42"},{"$f":"'Peak Identification'!D620","v":"W"},{"$f":"'Peak Identification'!E620","v":9},{"$f":"VLOOKUP($D622,'DER Output'!$S$17:$X$41,6,FALSE)","v":0},{"$f":"IF($C622=\"S\",VLOOKUP($D622,'DER Output'!$S$18:$W$41,2,FALSE),VLOOKUP($D622,'DER Output'!$S$18:$W$41,3,FALSE))","v":9.9257193152337234E-2},{"$f":"IF($C622=\"S\",VLOOKUP($D622,'DER Output'!$S$18:$W$41,4,FALSE),VLOOKUP($D622,'DER Output'!$S$18:$W$41,5,FALSE))","v":9.9257193152337234E-2},{"$f":"IF($C622=\"S\",VLOOKUP($D622,'DER Output'!$S$18:$W$41,4,FALSE),VLOOKUP($D622,'DER Output'!$S$18:$W$41,5,FALSE))","v":9.9257193152337234E-2},{"$f":"IF($C622=\"S\",VLOOKUP($D622,'DER Output'!$S$18:$W$41,4,FALSE),VLOOKUP($D622,'DER Output'!$S$18:$W$41,5,FALSE))","v":9.9257193152337234E-2},{"$f":"IF($C622=\"S\",VLOOKUP($D622,'DER Output'!$S$18:$W$41,4,FALSE),VLOOKUP($D622,'DER Output'!$S$18:$W$41,5,FALSE))","v":9.9257193152337234E-2},{"$f":"IFERROR(IF(OR(C622=\"S\",C622=\"D\"),VLOOKUP(B622,'Seasonal Customer Count'!$B:$I,4,FALSE),IF(C622=\"W\",VLOOKUP(B622,'Seasonal Customer Count'!$B:$P,12,FALSE),\"Check\")),0)","v":3},{"$f":"IFERROR(IF(OR(C622=\"S\",C622=\"D\"),VLOOKUP(B622,'Seasonal Customer Count'!$B:$P,5,FALSE),IF(C622=\"W\",VLOOKUP(B622,'Seasonal Customer Count'!$B:$P,13,FALSE),\"Check\")),0)","v":3},{"$f":"IFERROR(IF(OR(C622=\"S\",C622=\"D\"),VLOOKUP(B622,'Seasonal Customer Count'!$B:$P,6,FALSE),IF(C622=\"W\",VLOOKUP(B622,'Seasonal Customer Count'!$B:$P,14,FALSE),\"Check\")),0)","v":0},{"$f":"IFERROR(IF(OR(C622=\"S\",C622=\"D\"),VLOOKUP(B622,'Seasonal Customer Count'!$B:$P,7,FALSE),IF(C622=\"W\",VLOOKUP(B622,'Seasonal Customer Count'!$B:$P,15,FALSE),\"Check\")),0)","v":28},{"$f":"IFERROR(IF(OR(C622=\"S\",C622=\"D\"),VLOOKUP(B622,'Seasonal Customer Count'!$B:$P,8,FALSE),IF(C622=\"W\",VLOOKUP(B622,'Seasonal Customer Count'!$B:$P,16,FALSE),\"Check\")),0)","v":0},{"$f":"Summary!$D$8*(K622*'Average Project Size'!$F$6+L622*'Average Project Size'!$F$7+M622*'Average Project Size'!$F$8+N622*'Average Project Size'!$F$10+O622*'Average Project Size'!$F$9)/1000","v":8.2533591202417989E-2},{"$f":"Summary!$D$8*(K622*F622*'Average Project Size'!$F$6+L622*G622*'Average Project Size'!$F$7+M622*H622*'Average Project Size'!$F$8+N622*I622*'Average Project Size'!$F$10+O622*J622*'Average Project Size'!$F$9)/1000","v":8.1920526035344447E-3}]
[null,{"$f":"'Peak Identification'!B621","v":"LKFK T-131"},{"$f":"'Peak Identification'!D621","v":"W"},{"$f":"'Peak Identification'!E621","v":9},{"$f":"VLOOKUP($D623,'DER Output'!$S$17:$X$41,6,FALSE)","v":0},{"$f":"IF($C623=\"S\",VLOOKUP($D623,'DER Output'!$S$18:$W$41,2,FALSE),VLOOKUP($D623,'DER Output'!$S$18:$W$41,3,FALSE))","v":9.9257193152337234E-2},{"$f":"IF($C623=\"S\",VLOOKUP($D623,'DER Output'!$S$18:$W$41,4,FALSE),VLOOKUP($D623,'DER Output'!$S$18:$W$41,5,FALSE))","v":9.9257193152337234E-2},{"$f":"IF($C623=\"S\",VLOOKUP($D623,'DER Output'!$S$18:$W$41,4,FALSE),VLOOKUP($D623,'DER Output'!$S$18:$W$41,5,FALSE))","v":9.9257193152337234E-2},{"$f":"IF($C623=\"S\",VLOOKUP($D623,'DER Output'!$S$18:$W$41,4,FALSE),VLOOKUP($D623,'DER Output'!$S$18:$W$41,5,FALSE))","v":9.9257193152337234E-2},{"$f":"IF($C623=\"S\",VLOOKUP($D623,'DER Output'!$S$18:$W$41,4,FALSE),VLOOKUP($D623,'DER Output'!$S$18:$W$41,5,FALSE))","v":9.9257193152337234E-2},{"$f":"IFERROR(IF(OR(C623=\"S\",C623=\"D\"),VLOOKUP(B623,'Seasonal Customer Count'!$B:$I,4,FALSE),IF(C623=\"W\",VLOOKUP(B623,'Seasonal Customer Count'!$B:$P,12,FALSE),\"Check\")),0)","v":6},{"$f":"IFERROR(IF(OR(C623=\"S\",C623=\"D\"),VLOOKUP(B623,'Seasonal Customer Count'!$B:$P,5,FALSE),IF(C623=\"W\",VLOOKUP(B623,'Seasonal Customer Count'!$B:$P,13,FALSE),\"Check\")),0)","v":3},{"$f":"IFERROR(IF(OR(C623=\"S\",C623=\"D\"),VLOOKUP(B623,'Seasonal Customer Count'!$B:$P,6,FALSE),IF(C623=\"W\",VLOOKUP(B623,'Seasonal Customer Count'!$B:$P,14,FALSE),\"Check\")),0)","v":0},{"$f":"IFERROR(IF(OR(C623=\"S\",C623=\"D\"),VLOOKUP(B623,'Seasonal Customer Count'!$B:$P,7,FALSE),IF(C623=\"W\",VLOOKUP(B623,'Seasonal Customer Count'!$B:$P,15,FALSE),\"Check\")),0)","v":12},{"$f":"IFERROR(IF(OR(C623=\"S\",C623=\"D\"),VLOOKUP(B623,'Seasonal Customer Count'!$B:$P,8,FALSE),IF(C623=\"W\",VLOOKUP(B623,'Seasonal Customer Count'!$B:$P,16,FALSE),\"Check\")),0)","v":0},{"$f":"Summary!$D$8*(K623*'Average Project Size'!$F$6+L623*'Average Project Size'!$F$7+M623*'Average Project Size'!$F$8+N623*'Average Project Size'!$F$10+O623*'Average Project Size'!$F$9)/1000","v":3.568465697302671E-2},{"$f":"Summary!$D$8*(K623*F623*'Average Project Size'!$F$6+L623*G623*'Average Project Size'!$F$7+M623*H623*'Average Project Size'!$F$8+N623*I623*'Average Project Size'!$F$10+O623*J623*'Average Project Size'!$F$9)/1000","v":3.5419588897466102E-3}]
[null,{"$f":"'Peak Identification'!B622","v":"LMHI41"},{"$f":"'Peak Identification'!D622","v":"W"},{"$f":"'Peak Identification'!E622","v":14},{"$f":"VLOOKUP($D624,'DER Output'!$S$17:$X$41,6,FALSE)","v":0.26694349499860076},{"$f":"IF($C624=\"S\",VLOOKUP($D624,'DER Output'!$S$18:$W$41,2,FALSE),VLOOKUP($D624,'DER Output'!$S$18:$W$41,3,FALSE))","v":0.27846114888120072},{"$f":"IF($C624=\"S\",VLOOKUP($D624,'DER Output'!$S$18:$W$41,4,FALSE),VLOOKUP($D624,'DER Output'!$S$18:$W$41,5,FALSE))","v":0.27846114888120072},{"$f":"IF($C624=\"S\",VLOOKUP($D624,'DER Output'!$S$18:$W$41,4,FALSE),VLOOKUP($D624,'DER Output'!$S$18:$W$41,5,FALSE))","v":0.27846114888120072},{"$f":"IF($C624=\"S\",VLOOKUP($D624,'DER Output'!$S$18:$W$41,4,FALSE),VLOOKUP($D624,'DER Output'!$S$18:$W$41,5,FALSE))","v":0.27846114888120072},{"$f":"IF($C624=\"S\",VLOOKUP($D624,'DER Output'!$S$18:$W$41,4,FALSE),VLOOKUP($D624,'DER Output'!$S$18:$W$41,5,FALSE))","v":0.27846114888120072},{"$f":"IFERROR(IF(OR(C624=\"S\",C624=\"D\"),VLOOKUP(B624,'Seasonal Customer Count'!$B:$I,4,FALSE),IF(C624=\"W\",VLOOKUP(B624,'Seasonal Customer Count'!$B:$P,12,FALSE),\"Check\")),0)","v":0},{"$f":"IFERROR(IF(OR(C624=\"S\",C624=\"D\"),VLOOKUP(B624,'Seasonal Customer Count'!$B:$P,5,FALSE),IF(C624=\"W\",VLOOKUP(B624,'Seasonal Customer Count'!$B:$P,13,FALSE),\"Check\")),0)","v":0},{"$f":"IFERROR(IF(OR(C624=\"S\",C624=\"D\"),VLOOKUP(B624,'Seasonal Customer Count'!$B:$P,6,FALSE),IF(C624=\"W\",VLOOKUP(B624,'Seasonal Customer Count'!$B:$P,14,FALSE),\"Check\")),0)","v":0},{"$f":"IFERROR(IF(OR(C624=\"S\",C624=\"D\"),VLOOKUP(B624,'Seasonal Customer Count'!$B:$P,7,FALSE),IF(C624=\"W\",VLOOKUP(B624,'Seasonal Customer Count'!$B:$P,15,FALSE),\"Check\")),0)","v":11},{"$f":"IFERROR(IF(OR(C624=\"S\",C624=\"D\"),VLOOKUP(B624,'Seasonal Customer Count'!$B:$P,8,FALSE),IF(C624=\"W\",VLOOKUP(B624,'Seasonal Customer Count'!$B:$P,16,FALSE),\"Check\")),0)","v":0},{"$f":"Summary!$D$8*(K624*'Average Project Size'!$F$6+L624*'Average Project Size'!$F$7+M624*'Average Project Size'!$F$8+N624*'Average Project Size'!$F$10+O624*'Average Project Size'!$F$9)/1000","v":3.2290621254144003E-2},{"$f":"Summary!$D$8*(K624*F624*'Average Project Size'!$F$6+L624*G624*'Average Project Size'!$F$7+M624*H624*'Average Project Size'!$F$8+N624*I624*'Average Project Size'!$F$10+O624*J624*'Average Project Size'!$F$9)/1000","v":8.9916834925166562E-3}]
[null,{"$f":"'Peak Identification'!B623","v":"LMHI42"},{"$f":"'Peak Identification'!D623","v":"W"},{"$f":"'Peak Identification'!E623","v":14},{"$f":"VLOOKUP($D625,'DER Output'!$S$17:$X$41,6,FALSE)","v":0.26694349499860076},{"$f":"IF($C625=\"S\",VLOOKUP($D625,'DER Output'!$S$18:$W$41,2,FALSE),VLOOKUP($D625,'DER Output'!$S$18:$W$41,3,FALSE))","v":0.27846114888120072},{"$f":"IF($C625=\"S\",VLOOKUP($D625,'DER Output'!$S$18:$W$41,4,FALSE),VLOOKUP($D625,'DER Output'!$S$18:$W$41,5,FALSE))","v":0.27846114888120072},{"$f":"IF($C625=\"S\",VLOOKUP($D625,'DER Output'!$S$18:$W$41,4,FALSE),VLOOKUP($D625,'DER Output'!$S$18:$W$41,5,FALSE))","v":0.27846114888120072},{"$f":"IF($C625=\"S\",VLOOKUP($D625,'DER Output'!$S$18:$W$41,4,FALSE),VLOOKUP($D625,'DER Output'!$S$18:$W$41,5,FALSE))","v":0.27846114888120072},{"$f":"IF($C625=\"S\",VLOOKUP($D625,'DER Output'!$S$18:$W$41,4,FALSE),VLOOKUP($D625,'DER Output'!$S$18:$W$41,5,FALSE))","v":0.27846114888120072},{"$f":"IFERROR(IF(OR(C625=\"S\",C625=\"D\"),VLOOKUP(B625,'Seasonal Customer Count'!$B:$I,4,FALSE),IF(C625=\"W\",VLOOKUP(B625,'Seasonal Customer Count'!$B:$P,12,FALSE),\"Check\")),0)","v":6},{"$f":"IFERROR(IF(OR(C625=\"S\",C625=\"D\"),VLOOKUP(B625,'Seasonal Customer Count'!$B:$P,5,FALSE),IF(C625=\"W\",VLOOKUP(B625,'Seasonal Customer Count'!$B:$P,13,FALSE),\"Check\")),0)","v":3},{"$f":"IFERROR(IF(OR(C625=\"S\",C625=\"D\"),VLOOKUP(B625,'Seasonal Customer Count'!$B:$P,6,FALSE),IF(C625=\"W\",VLOOKUP(B625,'Seasonal Customer Count'!$B:$P,14,FALSE),\"Check\")),0)","v":0},{"$f":"IFERROR(IF(OR(C625=\"S\",C625=\"D\"),VLOOKUP(B625,'Seasonal Customer Count'!$B:$P,7,FALSE),IF(C625=\"W\",VLOOKUP(B625,'Seasonal Customer Count'!$B:$P,15,FALSE),\"Check\")),0)","v":1},{"$f":"IFERROR(IF(OR(C625=\"S\",C625=\"D\"),VLOOKUP(B625,'Seasonal Customer Count'!$B:$P,8,FALSE),IF(C625=\"W\",VLOOKUP(B625,'Seasonal Customer Count'!$B:$P,16,FALSE),\"Check\")),0)","v":0},{"$f":"Summary!$D$8*(K625*'Average Project Size'!$F$6+L625*'Average Project Size'!$F$7+M625*'Average Project Size'!$F$8+N625*'Average Project Size'!$F$10+O625*'Average Project Size'!$F$9)/1000","v":3.3940357188827108E-3},{"$f":"Summary!$D$8*(K625*F625*'Average Project Size'!$F$6+L625*G625*'Average Project Size'!$F$7+M625*H625*'Average Project Size'!$F$8+N625*I625*'Average Project Size'!$F$10+O625*J625*'Average Project Size'!$F$9)/1000","v":9.4510708562391165E-4}]
[null,{"$f":"'Peak Identification'!B624","v":"LMHI T-061"},{"$f":"'Peak Identification'!D624","v":"S"},{"$f":"'Peak Identification'!E624","v":21},{"$f":"VLOOKUP($D626,'DER Output'!$S$17:$X$41,6,FALSE)","v":0},{"$f":"IF($C626=\"S\",VLOOKUP($D626,'DER Output'!$S$18:$W$41,2,FALSE),VLOOKUP($D626,'DER Output'!$S$18:$W$41,3,FALSE))","v":9.5068228432060471E-4},{"$f":"IF($C626=\"S\",VLOOKUP($D626,'DER Output'!$S$18:$W$41,4,FALSE),VLOOKUP($D626,'DER Output'!$S$18:$W$41,5,FALSE))","v":9.5068228432060471E-4},{"$f":"IF($C626=\"S\",VLOOKUP($D626,'DER Output'!$S$18:$W$41,4,FALSE),VLOOKUP($D626,'DER Output'!$S$18:$W$41,5,FALSE))","v":9.5068228432060471E-4},{"$f":"IF($C626=\"S\",VLOOKUP($D626,'DER Output'!$S$18:$W$41,4,FALSE),VLOOKUP($D626,'DER Output'!$S$18:$W$41,5,FALSE))","v":9.5068228432060471E-4},{"$f":"IF($C626=\"S\",VLOOKUP($D626,'DER Output'!$S$18:$W$41,4,FALSE),VLOOKUP($D626,'DER Output'!$S$18:$W$41,5,FALSE))","v":9.5068228432060471E-4},{"$f":"IFERROR(IF(OR(C626=\"S\",C626=\"D\"),VLOOKUP(B626,'Seasonal Customer Count'!$B:$I,4,FALSE),IF(C626=\"W\",VLOOKUP(B626,'Seasonal Customer Count'!$B:$P,12,FALSE),\"Check\")),0)","v":327},{"$f":"IFERROR(IF(OR(C626=\"S\",C626=\"D\"),VLOOKUP(B626,'Seasonal Customer Count'!$B:$P,5,FALSE),IF(C626=\"W\",VLOOKUP(B626,'Seasonal Customer Count'!$B:$P,13,FALSE),\"Check\")),0)","v":57},{"$f":"IFERROR(IF(OR(C626=\"S\",C626=\"D\"),VLOOKUP(B626,'Seasonal Customer Count'!$B:$P,6,FALSE),IF(C626=\"W\",VLOOKUP(B626,'Seasonal Customer Count'!$B:$P,14,FALSE),\"Check\")),0)","v":37},{"$f":"IFERROR(IF(OR(C626=\"S\",C626=\"D\"),VLOOKUP(B626,'Seasonal Customer Count'!$B:$P,7,FALSE),IF(C626=\"W\",VLOOKUP(B626,'Seasonal Customer Count'!$B:$P,15,FALSE),\"Check\")),0)","v":0},{"$f":"IFERROR(IF(OR(C626=\"S\",C626=\"D\"),VLOOKUP(B626,'Seasonal Customer Count'!$B:$P,8,FALSE),IF(C626=\"W\",VLOOKUP(B626,'Seasonal Customer Count'!$B:$P,16,FALSE),\"Check\")),0)","v":103},{"$f":"Summary!$D$8*(K626*'Average Project Size'!$F$6+L626*'Average Project Size'!$F$7+M626*'Average Project Size'!$F$8+N626*'Average Project Size'!$F$10+O626*'Average Project Size'!$F$9)/1000","v":8.9052488835267452E-2},{"$f":"Summary!$D$8*(K626*F626*'Average Project Size'!$F$6+L626*G626*'Average Project Size'!$F$7+M626*H626*'Average Project Size'!$F$8+N626*I626*'Average Project Size'!$F$10+O626*J626*'Average Project Size'!$F$9)/1000","v":8.4660623510347214E-5}]
[null,{"$f":"'Peak Identification'!B625","v":"LNDN11"},{"$f":"'Peak Identification'!D625","v":"S"},{"$f":"'Peak Identification'!E625","v":15},{"$f":"VLOOKUP($D627,'DER Output'!$S$17:$X$41,6,FALSE)","v":0.24675324675324678},{"$f":"IF($C627=\"S\",VLOOKUP($D627,'DER Output'!$S$18:$W$41,2,FALSE),VLOOKUP($D627,'DER Output'!$S$18:$W$41,3,FALSE))","v":0.57498529407079435},{"$f":"IF($C627=\"S\",VLOOKUP($D627,'DER Output'!$S$18:$W$41,4,FALSE),VLOOKUP($D627,'DER Output'!$S$18:$W$41,5,FALSE))","v":0.57498529407079435},{"$f":"IF($C627=\"S\",VLOOKUP($D627,'DER Output'!$S$18:$W$41,4,FALSE),VLOOKUP($D627,'DER Output'!$S$18:$W$41,5,FALSE))","v":0.57498529407079435},{"$f":"IF($C627=\"S\",VLOOKUP($D627,'DER Output'!$S$18:$W$41,4,FALSE),VLOOKUP($D627,'DER Output'!$S$18:$W$41,5,FALSE))","v":0.57498529407079435},{"$f":"IF($C627=\"S\",VLOOKUP($D627,'DER Output'!$S$18:$W$41,4,FALSE),VLOOKUP($D627,'DER Output'!$S$18:$W$41,5,FALSE))","v":0.57498529407079435},{"$f":"IFERROR(IF(OR(C627=\"S\",C627=\"D\"),VLOOKUP(B627,'Seasonal Customer Count'!$B:$I,4,FALSE),IF(C627=\"W\",VLOOKUP(B627,'Seasonal Customer Count'!$B:$P,12,FALSE),\"Check\")),0)","v":48},{"$f":"IFERROR(IF(OR(C627=\"S\",C627=\"D\"),VLOOKUP(B627,'Seasonal Customer Count'!$B:$P,5,FALSE),IF(C627=\"W\",VLOOKUP(B627,'Seasonal Customer Count'!$B:$P,13,FALSE),\"Check\")),0)","v":3},{"$f":"IFERROR(IF(OR(C627=\"S\",C627=\"D\"),VLOOKUP(B627,'Seasonal Customer Count'!$B:$P,6,FALSE),IF(C627=\"W\",VLOOKUP(B627,'Seasonal Customer Count'!$B:$P,14,FALSE),\"Check\")),0)","v":5},{"$f":"IFERROR(IF(OR(C627=\"S\",C627=\"D\"),VLOOKUP(B627,'Seasonal Customer Count'!$B:$P,7,FALSE),IF(C627=\"W\",VLOOKUP(B627,'Seasonal Customer Count'!$B:$P,15,FALSE),\"Check\")),0)","v":1},{"$f":"IFERROR(IF(OR(C627=\"S\",C627=\"D\"),VLOOKUP(B627,'Seasonal Customer Count'!$B:$P,8,FALSE),IF(C627=\"W\",VLOOKUP(B627,'Seasonal Customer Count'!$B:$P,16,FALSE),\"Check\")),0)","v":0},{"$f":"Summary!$D$8*(K627*'Average Project Size'!$F$6+L627*'Average Project Size'!$F$7+M627*'Average Project Size'!$F$8+N627*'Average Project Size'!$F$10+O627*'Average Project Size'!$F$9)/1000","v":5.9233388995810843E-3},{"$f":"Summary!$D$8*(K627*F627*'Average Project Size'!$F$6+L627*G627*'Average Project Size'!$F$7+M627*H627*'Average Project Size'!$F$8+N627*I627*'Average Project Size'!$F$10+O627*J627*'Average Project Size'!$F$9)/1000","v":3.4058327590566059E-3}]
[null,{"$f":"'Peak Identification'!B626","v":"LNDN12"},{"$f":"'Peak Identification'!D626","v":"S"},{"$f":"'Peak Identification'!E626","v":16},{"$f":"VLOOKUP($D628,'DER Output'!$S$17:$X$41,6,FALSE)","v":0.22644022312513051},{"$f":"IF($C628=\"S\",VLOOKUP($D628,'DER Output'!$S$18:$W$41,2,FALSE),VLOOKUP($D628,'DER Output'!$S$18:$W$41,3,FALSE))","v":0.44781407722569133},{"$f":"IF($C628=\"S\",VLOOKUP($D628,'DER Output'!$S$18:$W$41,4,FALSE),VLOOKUP($D628,'DER Output'!$S$18:$W$41,5,FALSE))","v":0.44781407722569133},{"$f":"IF($C628=\"S\",VLOOKUP($D628,'DER Output'!$S$18:$W$41,4,FALSE),VLOOKUP($D628,'DER Output'!$S$18:$W$41,5,FALSE))","v":0.44781407722569133},{"$f":"IF($C628=\"S\",VLOOKUP($D628,'DER Output'!$S$18:$W$41,4,FALSE),VLOOKUP($D628,'DER Output'!$S$18:$W$41,5,FALSE))","v":0.44781407722569133},{"$f":"IF($C628=\"S\",VLOOKUP($D628,'DER Output'!$S$18:$W$41,4,FALSE),VLOOKUP($D628,'DER Output'!$S$18:$W$41,5,FALSE))","v":0.44781407722569133},{"$f":"IFERROR(IF(OR(C628=\"S\",C628=\"D\"),VLOOKUP(B628,'Seasonal Customer Count'!$B:$I,4,FALSE),IF(C628=\"W\",VLOOKUP(B628,'Seasonal Customer Count'!$B:$P,12,FALSE),\"Check\")),0)","v":371},{"$f":"IFERROR(IF(OR(C628=\"S\",C628=\"D\"),VLOOKUP(B628,'Seasonal Customer Count'!$B:$P,5,FALSE),IF(C628=\"W\",VLOOKUP(B628,'Seasonal Customer Count'!$B:$P,13,FALSE),\"Check\")),0)","v":44},{"$f":"IFERROR(IF(OR(C628=\"S\",C628=\"D\"),VLOOKUP(B628,'Seasonal Customer Count'!$B:$P,6,FALSE),IF(C628=\"W\",VLOOKUP(B628,'Seasonal Customer Count'!$B:$P,14,FALSE),\"Check\")),0)","v":64},{"$f":"IFERROR(IF(OR(C628=\"S\",C628=\"D\"),VLOOKUP(B628,'Seasonal Customer Count'!$B:$P,7,FALSE),IF(C628=\"W\",VLOOKUP(B628,'Seasonal Customer Count'!$B:$P,15,FALSE),\"Check\")),0)","v":2},{"$f":"IFERROR(IF(OR(C628=\"S\",C628=\"D\"),VLOOKUP(B628,'Seasonal Customer Count'!$B:$P,8,FALSE),IF(C628=\"W\",VLOOKUP(B628,'Seasonal Customer Count'!$B:$P,16,FALSE),\"Check\")),0)","v":0},{"$f":"Summary!$D$8*(K628*'Average Project Size'!$F$6+L628*'Average Project Size'!$F$7+M628*'Average Project Size'!$F$8+N628*'Average Project Size'!$F$10+O628*'Average Project Size'!$F$9)/1000","v":3.4851448659423821E-2},{"$f":"Summary!$D$8*(K628*F628*'Average Project Size'!$F$6+L628*G628*'Average Project Size'!$F$7+M628*H628*'Average Project Size'!$F$8+N628*I628*'Average Project Size'!$F$10+O628*J628*'Average Project Size'!$F$9)/1000","v":1.5606969321398434E-2}]
[null,{"$f":"'Peak Identification'!B627","v":"LNDN13"},{"$f":"'Peak Identification'!D627","v":"S"},{"$f":"'Peak Identification'!E627","v":17},{"$f":"VLOOKUP($D629,'DER Output'!$S$17:$X$41,6,FALSE)","v":0.19174838710475617},{"$f":"IF($C629=\"S\",VLOOKUP($D629,'DER Output'!$S$18:$W$41,2,FALSE),VLOOKUP($D629,'DER Output'!$S$18:$W$41,3,FALSE))","v":0.30300399777640191},{"$f":"IF($C629=\"S\",VLOOKUP($D629,'DER Output'!$S$18:$W$41,4,FALSE),VLOOKUP($D629,'DER Output'!$S$18:$W$41,5,FALSE))","v":0.30300399777640191},{"$f":"IF($C629=\"S\",VLOOKUP($D629,'DER Output'!$S$18:$W$41,4,FALSE),VLOOKUP($D629,'DER Output'!$S$18:$W$41,5,FALSE))","v":0.30300399777640191},{"$f":"IF($C629=\"S\",VLOOKUP($D629,'DER Output'!$S$18:$W$41,4,FALSE),VLOOKUP($D629,'DER Output'!$S$18:$W$41,5,FALSE))","v":0.30300399777640191},{"$f":"IF($C629=\"S\",VLOOKUP($D629,'DER Output'!$S$18:$W$41,4,FALSE),VLOOKUP($D629,'DER Output'!$S$18:$W$41,5,FALSE))","v":0.30300399777640191},{"$f":"IFERROR(IF(OR(C629=\"S\",C629=\"D\"),VLOOKUP(B629,'Seasonal Customer Count'!$B:$I,4,FALSE),IF(C629=\"W\",VLOOKUP(B629,'Seasonal Customer Count'!$B:$P,12,FALSE),\"Check\")),0)","v":1481},{"$f":"IFERROR(IF(OR(C629=\"S\",C629=\"D\"),VLOOKUP(B629,'Seasonal Customer Count'!$B:$P,5,FALSE),IF(C629=\"W\",VLOOKUP(B629,'Seasonal Customer Count'!$B:$P,13,FALSE),\"Check\")),0)","v":30},{"$f":"IFERROR(IF(OR(C629=\"S\",C629=\"D\"),VLOOKUP(B629,'Seasonal Customer Count'!$B:$P,6,FALSE),IF(C629=\"W\",VLOOKUP(B629,'Seasonal Customer Count'!$B:$P,14,FALSE),\"Check\")),0)","v":42},{"$f":"IFERROR(IF(OR(C629=\"S\",C629=\"D\"),VLOOKUP(B629,'Seasonal Customer Count'!$B:$P,7,FALSE),IF(C629=\"W\",VLOOKUP(B629,'Seasonal Customer Count'!$B:$P,15,FALSE),\"Check\")),0)","v":1},{"$f":"IFERROR(IF(OR(C629=\"S\",C629=\"D\"),VLOOKUP(B629,'Seasonal Customer Count'!$B:$P,8,FALSE),IF(C629=\"W\",VLOOKUP(B629,'Seasonal Customer Count'!$B:$P,16,FALSE),\"Check\")),0)","v":2},{"$f":"Summary!$D$8*(K629*'Average Project Size'!$F$6+L629*'Average Project Size'!$F$7+M629*'Average Project Size'!$F$8+N629*'Average Project Size'!$F$10+O629*'Average Project Size'!$F$9)/1000","v":7.2497113778875855E-2},{"$f":"Summary!$D$8*(K629*F629*'Average Project Size'!$F$6+L629*G629*'Average Project Size'!$F$7+M629*H629*'Average Project Size'!$F$8+N629*I629*'Average Project Size'!$F$10+O629*J629*'Average Project Size'!$F$9)/1000","v":2.1966915302250058E-2}]
[null,{"$f":"'Peak Identification'!B628","v":"LNDN14"},{"$f":"'Peak Identification'!D628","v":"S"},{"$f":"'Peak Identification'!E628","v":17},{"$f":"VLOOKUP($D630,'DER Output'!$S$17:$X$41,6,FALSE)","v":0.19174838710475617},{"$f":"IF($C630=\"S\",VLOOKUP($D630,'DER Output'!$S$18:$W$41,2,FALSE),VLOOKUP($D630,'DER Output'!$S$18:$W$41,3,FALSE))","v":0.30300399777640191},{"$f":"IF($C630=\"S\",VLOOKUP($D630,'DER Output'!$S$18:$W$41,4,FALSE),VLOOKUP($D630,'DER Output'!$S$18:$W$41,5,FALSE))","v":0.30300399777640191},{"$f":"IF($C630=\"S\",VLOOKUP($D630,'DER Output'!$S$18:$W$41,4,FALSE),VLOOKUP($D630,'DER Output'!$S$18:$W$41,5,FALSE))","v":0.30300399777640191},{"$f":"IF($C630=\"S\",VLOOKUP($D630,'DER Output'!$S$18:$W$41,4,FALSE),VLOOKUP($D630,'DER Output'!$S$18:$W$41,5,FALSE))","v":0.30300399777640191},{"$f":"IF($C630=\"S\",VLOOKUP($D630,'DER Output'!$S$18:$W$41,4,FALSE),VLOOKUP($D630,'DER Output'!$S$18:$W$41,5,FALSE))","v":0.30300399777640191},{"$f":"IFERROR(IF(OR(C630=\"S\",C630=\"D\"),VLOOKUP(B630,'Seasonal Customer Count'!$B:$I,4,FALSE),IF(C630=\"W\",VLOOKUP(B630,'Seasonal Customer Count'!$B:$P,12,FALSE),\"Check\")),0)","v":1074},{"$f":"IFERROR(IF(OR(C630=\"S\",C630=\"D\"),VLOOKUP(B630,'Seasonal Customer Count'!$B:$P,5,FALSE),IF(C630=\"W\",VLOOKUP(B630,'Seasonal Customer Count'!$B:$P,13,FALSE),\"Check\")),0)","v":90},{"$f":"IFERROR(IF(OR(C630=\"S\",C630=\"D\"),VLOOKUP(B630,'Seasonal Customer Count'!$B:$P,6,FALSE),IF(C630=\"W\",VLOOKUP(B630,'Seasonal Customer Count'!$B:$P,14,FALSE),\"Check\")),0)","v":156},{"$f":"IFERROR(IF(OR(C630=\"S\",C630=\"D\"),VLOOKUP(B630,'Seasonal Customer Count'!$B:$P,7,FALSE),IF(C630=\"W\",VLOOKUP(B630,'Seasonal Customer Count'!$B:$P,15,FALSE),\"Check\")),0)","v":1},{"$f":"IFERROR(IF(OR(C630=\"S\",C630=\"D\"),VLOOKUP(B630,'Seasonal Customer Count'!$B:$P,8,FALSE),IF(C630=\"W\",VLOOKUP(B630,'Seasonal Customer Count'!$B:$P,16,FALSE),\"Check\")),0)","v":1},{"$f":"Summary!$D$8*(K630*'Average Project Size'!$F$6+L630*'Average Project Size'!$F$7+M630*'Average Project Size'!$F$8+N630*'Average Project Size'!$F$10+O630*'Average Project Size'!$F$9)/1000","v":7.9690730897908429E-2},{"$f":"Summary!$D$8*(K630*F630*'Average Project Size'!$F$6+L630*G630*'Average Project Size'!$F$7+M630*H630*'Average Project Size'!$F$8+N630*I630*'Average Project Size'!$F$10+O630*J630*'Average Project Size'!$F$9)/1000","v":2.4146610047789684E-2}]
[null,{"$f":"'Peak Identification'!B629","v":"LNDN15"},{"$f":"'Peak Identification'!D629","v":"S"},{"$f":"'Peak Identification'!E629","v":17},{"$f":"VLOOKUP($D631,'DER Output'!$S$17:$X$41,6,FALSE)","v":0.19174838710475617},{"$f":"IF($C631=\"S\",VLOOKUP($D631,'DER Output'!$S$18:$W$41,2,FALSE),VLOOKUP($D631,'DER Output'!$S$18:$W$41,3,FALSE))","v":0.30300399777640191},{"$f":"IF($C631=\"S\",VLOOKUP($D631,'DER Output'!$S$18:$W$41,4,FALSE),VLOOKUP($D631,'DER Output'!$S$18:$W$41,5,FALSE))","v":0.30300399777640191},{"$f":"IF($C631=\"S\",VLOOKUP($D631,'DER Output'!$S$18:$W$41,4,FALSE),VLOOKUP($D631,'DER Output'!$S$18:$W$41,5,FALSE))","v":0.30300399777640191},{"$f":"IF($C631=\"S\",VLOOKUP($D631,'DER Output'!$S$18:$W$41,4,FALSE),VLOOKUP($D631,'DER Output'!$S$18:$W$41,5,FALSE))","v":0.30300399777640191},{"$f":"IF($C631=\"S\",VLOOKUP($D631,'DER Output'!$S$18:$W$41,4,FALSE),VLOOKUP($D631,'DER Output'!$S$18:$W$41,5,FALSE))","v":0.30300399777640191},{"$f":"IFERROR(IF(OR(C631=\"S\",C631=\"D\"),VLOOKUP(B631,'Seasonal Customer Count'!$B:$I,4,FALSE),IF(C631=\"W\",VLOOKUP(B631,'Seasonal Customer Count'!$B:$P,12,FALSE),\"Check\")),0)","v":59},{"$f":"IFERROR(IF(OR(C631=\"S\",C631=\"D\"),VLOOKUP(B631,'Seasonal Customer Count'!$B:$P,5,FALSE),IF(C631=\"W\",VLOOKUP(B631,'Seasonal Customer Count'!$B:$P,13,FALSE),\"Check\")),0)","v":0},{"$f":"IFERROR(IF(OR(C631=\"S\",C631=\"D\"),VLOOKUP(B631,'Seasonal Customer Count'!$B:$P,6,FALSE),IF(C631=\"W\",VLOOKUP(B631,'Seasonal Customer Count'!$B:$P,14,FALSE),\"Check\")),0)","v":1},{"$f":"IFERROR(IF(OR(C631=\"S\",C631=\"D\"),VLOOKUP(B631,'Seasonal Customer Count'!$B:$P,7,FALSE),IF(C631=\"W\",VLOOKUP(B631,'Seasonal Customer Count'!$B:$P,15,FALSE),\"Check\")),0)","v":0},{"$f":"IFERROR(IF(OR(C631=\"S\",C631=\"D\"),VLOOKUP(B631,'Seasonal Customer Count'!$B:$P,8,FALSE),IF(C631=\"W\",VLOOKUP(B631,'Seasonal Customer Count'!$B:$P,16,FALSE),\"Check\")),0)","v":0},{"$f":"Summary!$D$8*(K631*'Average Project Size'!$F$6+L631*'Average Project Size'!$F$7+M631*'Average Project Size'!$F$8+N631*'Average Project Size'!$F$10+O631*'Average Project Size'!$F$9)/1000","v":2.5170780687394779E-3},{"$f":"Summary!$D$8*(K631*F631*'Average Project Size'!$F$6+L631*G631*'Average Project Size'!$F$7+M631*H631*'Average Project Size'!$F$8+N631*I631*'Average Project Size'!$F$10+O631*J631*'Average Project Size'!$F$9)/1000","v":7.6268471754336676E-4}]
[null,{"$f":"'Peak Identification'!B630","v":"LNDN17"},{"$f":"'Peak Identification'!D630","v":"W"},{"$f":"'Peak Identification'!E630","v":13},{"$f":"VLOOKUP($D632,'DER Output'!$S$17:$X$41,6,FALSE)","v":0.3680214036441018},{"$f":"IF($C632=\"S\",VLOOKUP($D632,'DER Output'!$S$18:$W$41,2,FALSE),VLOOKUP($D632,'DER Output'!$S$18:$W$41,3,FALSE))","v":0.33734578552830136},{"$f":"IF($C632=\"S\",VLOOKUP($D632,'DER Output'!$S$18:$W$41,4,FALSE),VLOOKUP($D632,'DER Output'!$S$18:$W$41,5,FALSE))","v":0.33734578552830136},{"$f":"IF($C632=\"S\",VLOOKUP($D632,'DER Output'!$S$18:$W$41,4,FALSE),VLOOKUP($D632,'DER Output'!$S$18:$W$41,5,FALSE))","v":0.33734578552830136},{"$f":"IF($C632=\"S\",VLOOKUP($D632,'DER Output'!$S$18:$W$41,4,FALSE),VLOOKUP($D632,'DER Output'!$S$18:$W$41,5,FALSE))","v":0.33734578552830136},{"$f":"IF($C632=\"S\",VLOOKUP($D632,'DER Output'!$S$18:$W$41,4,FALSE),VLOOKUP($D632,'DER Output'!$S$18:$W$41,5,FALSE))","v":0.33734578552830136},{"$f":"IFERROR(IF(OR(C632=\"S\",C632=\"D\"),VLOOKUP(B632,'Seasonal Customer Count'!$B:$I,4,FALSE),IF(C632=\"W\",VLOOKUP(B632,'Seasonal Customer Count'!$B:$P,12,FALSE),\"Check\")),0)","v":57},{"$f":"IFERROR(IF(OR(C632=\"S\",C632=\"D\"),VLOOKUP(B632,'Seasonal Customer Count'!$B:$P,5,FALSE),IF(C632=\"W\",VLOOKUP(B632,'Seasonal Customer Count'!$B:$P,13,FALSE),\"Check\")),0)","v":61},{"$f":"IFERROR(IF(OR(C632=\"S\",C632=\"D\"),VLOOKUP(B632,'Seasonal Customer Count'!$B:$P,6,FALSE),IF(C632=\"W\",VLOOKUP(B632,'Seasonal Customer Count'!$B:$P,14,FALSE),\"Check\")),0)","v":0},{"$f":"IFERROR(IF(OR(C632=\"S\",C632=\"D\"),VLOOKUP(B632,'Seasonal Customer Count'!$B:$P,7,FALSE),IF(C632=\"W\",VLOOKUP(B632,'Seasonal Customer Count'!$B:$P,15,FALSE),\"Check\")),0)","v":0},{"$f":"IFERROR(IF(OR(C632=\"S\",C632=\"D\"),VLOOKUP(B632,'Seasonal Customer Count'!$B:$P,8,FALSE),IF(C632=\"W\",VLOOKUP(B632,'Seasonal Customer Count'!$B:$P,16,FALSE),\"Check\")),0)","v":0},{"$f":"Summary!$D$8*(K632*'Average Project Size'!$F$6+L632*'Average Project Size'!$F$7+M632*'Average Project Size'!$F$8+N632*'Average Project Size'!$F$10+O632*'Average Project Size'!$F$9)/1000","v":6.7397557749249559E-3},{"$f":"Summary!$D$8*(K632*F632*'Average Project Size'!$F$6+L632*G632*'Average Project Size'!$F$7+M632*H632*'Average Project Size'!$F$8+N632*I632*'Average Project Size'!$F$10+O632*J632*'Average Project Size'!$F$9)/1000","v":2.2736282061609648E-3}]
[null,{"$f":"'Peak Identification'!B631","v":"LNDN18"},{"$f":"'Peak Identification'!D631","v":"W"},{"$f":"'Peak Identification'!E631","v":8},{"$f":"VLOOKUP($D633,'DER Output'!$S$17:$X$41,6,FALSE)","v":0},{"$f":"IF($C633=\"S\",VLOOKUP($D633,'DER Output'!$S$18:$W$41,2,FALSE),VLOOKUP($D633,'DER Output'!$S$18:$W$41,3,FALSE))","v":2.4357194050013426E-2},{"$f":"IF($C633=\"S\",VLOOKUP($D633,'DER Output'!$S$18:$W$41,4,FALSE),VLOOKUP($D633,'DER Output'!$S$18:$W$41,5,FALSE))","v":2.4357194050013426E-2},{"$f":"IF($C633=\"S\",VLOOKUP($D633,'DER Output'!$S$18:$W$41,4,FALSE),VLOOKUP($D633,'DER Output'!$S$18:$W$41,5,FALSE))","v":2.4357194050013426E-2},{"$f":"IF($C633=\"S\",VLOOKUP($D633,'DER Output'!$S$18:$W$41,4,FALSE),VLOOKUP($D633,'DER Output'!$S$18:$W$41,5,FALSE))","v":2.4357194050013426E-2},{"$f":"IF($C633=\"S\",VLOOKUP($D633,'DER Output'!$S$18:$W$41,4,FALSE),VLOOKUP($D633,'DER Output'!$S$18:$W$41,5,FALSE))","v":2.4357194050013426E-2},{"$f":"IFERROR(IF(OR(C633=\"S\",C633=\"D\"),VLOOKUP(B633,'Seasonal Customer Count'!$B:$I,4,FALSE),IF(C633=\"W\",VLOOKUP(B633,'Seasonal Customer Count'!$B:$P,12,FALSE),\"Check\")),0)","v":232},{"$f":"IFERROR(IF(OR(C633=\"S\",C633=\"D\"),VLOOKUP(B633,'Seasonal Customer Count'!$B:$P,5,FALSE),IF(C633=\"W\",VLOOKUP(B633,'Seasonal Customer Count'!$B:$P,13,FALSE),\"Check\")),0)","v":196},{"$f":"IFERROR(IF(OR(C633=\"S\",C633=\"D\"),VLOOKUP(B633,'Seasonal Customer Count'!$B:$P,6,FALSE),IF(C633=\"W\",VLOOKUP(B633,'Seasonal Customer Count'!$B:$P,14,FALSE),\"Check\")),0)","v":3},{"$f":"IFERROR(IF(OR(C633=\"S\",C633=\"D\"),VLOOKUP(B633,'Seasonal Customer Count'!$B:$P,7,FALSE),IF(C633=\"W\",VLOOKUP(B633,'Seasonal Customer Count'!$B:$P,15,FALSE),\"Check\")),0)","v":20},{"$f":"IFERROR(IF(OR(C633=\"S\",C633=\"D\"),VLOOKUP(B633,'Seasonal Customer Count'!$B:$P,8,FALSE),IF(C633=\"W\",VLOOKUP(B633,'Seasonal Customer Count'!$B:$P,16,FALSE),\"Check\")),0)","v":0},{"$f":"Summary!$D$8*(K633*'Average Project Size'!$F$6+L633*'Average Project Size'!$F$7+M633*'Average Project Size'!$F$8+N633*'Average Project Size'!$F$10+O633*'Average Project Size'!$F$9)/1000","v":8.2823534368539189E-2},{"$f":"Summary!$D$8*(K633*F633*'Average Project Size'!$F$6+L633*G633*'Average Project Size'!$F$7+M633*H633*'Average Project Size'!$F$8+N633*I633*'Average Project Size'!$F$10+O633*J633*'Average Project Size'!$F$9)/1000","v":2.0173488985224652E-3}]
[null,{"$f":"'Peak Identification'!B632","v":"LNDN T-131"},{"$f":"'Peak Identification'!D632","v":"W"},{"$f":"'Peak Identification'!E632","v":8},{"$f":"VLOOKUP($D634,'DER Output'!$S$17:$X$41,6,FALSE)","v":0},{"$f":"IF($C634=\"S\",VLOOKUP($D634,'DER Output'!$S$18:$W$41,2,FALSE),VLOOKUP($D634,'DER Output'!$S$18:$W$41,3,FALSE))","v":2.4357194050013426E-2},{"$f":"IF($C634=\"S\",VLOOKUP($D634,'DER Output'!$S$18:$W$41,4,FALSE),VLOOKUP($D634,'DER Output'!$S$18:$W$41,5,FALSE))","v":2.4357194050013426E-2},{"$f":"IF($C634=\"S\",VLOOKUP($D634,'DER Output'!$S$18:$W$41,4,FALSE),VLOOKUP($D634,'DER Output'!$S$18:$W$41,5,FALSE))","v":2.4357194050013426E-2},{"$f":"IF($C634=\"S\",VLOOKUP($D634,'DER Output'!$S$18:$W$41,4,FALSE),VLOOKUP($D634,'DER Output'!$S$18:$W$41,5,FALSE))","v":2.4357194050013426E-2},{"$f":"IF($C634=\"S\",VLOOKUP($D634,'DER Output'!$S$18:$W$41,4,FALSE),VLOOKUP($D634,'DER Output'!$S$18:$W$41,5,FALSE))","v":2.4357194050013426E-2},{"$f":"IFERROR(IF(OR(C634=\"S\",C634=\"D\"),VLOOKUP(B634,'Seasonal Customer Count'!$B:$I,4,FALSE),IF(C634=\"W\",VLOOKUP(B634,'Seasonal Customer Count'!$B:$P,12,FALSE),\"Check\")),0)","v":175},{"$f":"IFERROR(IF(OR(C634=\"S\",C634=\"D\"),VLOOKUP(B634,'Seasonal Customer Count'!$B:$P,5,FALSE),IF(C634=\"W\",VLOOKUP(B634,'Seasonal Customer Count'!$B:$P,13,FALSE),\"Check\")),0)","v":124},{"$f":"IFERROR(IF(OR(C634=\"S\",C634=\"D\"),VLOOKUP(B634,'Seasonal Customer Count'!$B:$P,6,FALSE),IF(C634=\"W\",VLOOKUP(B634,'Seasonal Customer Count'!$B:$P,14,FALSE),\"Check\")),0)","v":0},{"$f":"IFERROR(IF(OR(C634=\"S\",C634=\"D\"),VLOOKUP(B634,'Seasonal Customer Count'!$B:$P,7,FALSE),IF(C634=\"W\",VLOOKUP(B634,'Seasonal Customer Count'!$B:$P,15,FALSE),\"Check\")),0)","v":14},{"$f":"IFERROR(IF(OR(C634=\"S\",C634=\"D\"),VLOOKUP(B634,'Seasonal Customer Count'!$B:$P,8,FALSE),IF(C634=\"W\",VLOOKUP(B634,'Seasonal Customer Count'!$B:$P,16,FALSE),\"Check\")),0)","v":0},{"$f":"Summary!$D$8*(K634*'Average Project Size'!$F$6+L634*'Average Project Size'!$F$7+M634*'Average Project Size'!$F$8+N634*'Average Project Size'!$F$10+O634*'Average Project Size'!$F$9)/1000","v":5.7147949669006652E-2},{"$f":"Summary!$D$8*(K634*F634*'Average Project Size'!$F$6+L634*G634*'Average Project Size'!$F$7+M634*H634*'Average Project Size'!$F$8+N634*I634*'Average Project Size'!$F$10+O634*J634*'Average Project Size'!$F$9)/1000","v":1.3919636996483956E-3}]
[null,{"$f":"'Peak Identification'!B633","v":"LNDN T-132"},{"$f":"'Peak Identification'!D633","v":"S"},{"$f":"'Peak Identification'!E633","v":17},{"$f":"VLOOKUP($D635,'DER Output'!$S$17:$X$41,6,FALSE)","v":0.19174838710475617},{"$f":"IF($C635=\"S\",VLOOKUP($D635,'DER Output'!$S$18:$W$41,2,FALSE),VLOOKUP($D635,'DER Output'!$S$18:$W$41,3,FALSE))","v":0.30300399777640191},{"$f":"IF($C635=\"S\",VLOOKUP($D635,'DER Output'!$S$18:$W$41,4,FALSE),VLOOKUP($D635,'DER Output'!$S$18:$W$41,5,FALSE))","v":0.30300399777640191},{"$f":"IF($C635=\"S\",VLOOKUP($D635,'DER Output'!$S$18:$W$41,4,FALSE),VLOOKUP($D635,'DER Output'!$S$18:$W$41,5,FALSE))","v":0.30300399777640191},{"$f":"IF($C635=\"S\",VLOOKUP($D635,'DER Output'!$S$18:$W$41,4,FALSE),VLOOKUP($D635,'DER Output'!$S$18:$W$41,5,FALSE))","v":0.30300399777640191},{"$f":"IF($C635=\"S\",VLOOKUP($D635,'DER Output'!$S$18:$W$41,4,FALSE),VLOOKUP($D635,'DER Output'!$S$18:$W$41,5,FALSE))","v":0.30300399777640191},{"$f":"IFERROR(IF(OR(C635=\"S\",C635=\"D\"),VLOOKUP(B635,'Seasonal Customer Count'!$B:$I,4,FALSE),IF(C635=\"W\",VLOOKUP(B635,'Seasonal Customer Count'!$B:$P,12,FALSE),\"Check\")),0)","v":2295},{"$f":"IFERROR(IF(OR(C635=\"S\",C635=\"D\"),VLOOKUP(B635,'Seasonal Customer Count'!$B:$P,5,FALSE),IF(C635=\"W\",VLOOKUP(B635,'Seasonal Customer Count'!$B:$P,13,FALSE),\"Check\")),0)","v":45},{"$f":"IFERROR(IF(OR(C635=\"S\",C635=\"D\"),VLOOKUP(B635,'Seasonal Customer Count'!$B:$P,6,FALSE),IF(C635=\"W\",VLOOKUP(B635,'Seasonal Customer Count'!$B:$P,14,FALSE),\"Check\")),0)","v":57},{"$f":"IFERROR(IF(OR(C635=\"S\",C635=\"D\"),VLOOKUP(B635,'Seasonal Customer Count'!$B:$P,7,FALSE),IF(C635=\"W\",VLOOKUP(B635,'Seasonal Customer Count'!$B:$P,15,FALSE),\"Check\")),0)","v":3},{"$f":"IFERROR(IF(OR(C635=\"S\",C635=\"D\"),VLOOKUP(B635,'Seasonal Customer Count'!$B:$P,8,FALSE),IF(C635=\"W\",VLOOKUP(B635,'Seasonal Customer Count'!$B:$P,16,FALSE),\"Check\")),0)","v":8},{"$f":"Summary!$D$8*(K635*'Average Project Size'!$F$6+L635*'Average Project Size'!$F$7+M635*'Average Project Size'!$F$8+N635*'Average Project Size'!$F$10+O635*'Average Project Size'!$F$9)/1000","v":0.11821861794692862},{"$f":"Summary!$D$8*(K635*F635*'Average Project Size'!$F$6+L635*G635*'Average Project Size'!$F$7+M635*H635*'Average Project Size'!$F$8+N635*I635*'Average Project Size'!$F$10+O635*J635*'Average Project Size'!$F$9)/1000","v":3.5820713849520458E-2}]
[null,{"$f":"'Peak Identification'!B634","v":"LNSG11"},{"$f":"'Peak Identification'!D634","v":"S"},{"$f":"'Peak Identification'!E634","v":19},{"$f":"VLOOKUP($D636,'DER Output'!$S$17:$X$41,6,FALSE)","v":0.11066797934994306},{"$f":"IF($C636=\"S\",VLOOKUP($D636,'DER Output'!$S$18:$W$41,2,FALSE),VLOOKUP($D636,'DER Output'!$S$18:$W$41,3,FALSE))","v":7.5840560103576066E-2},{"$f":"IF($C636=\"S\",VLOOKUP($D636,'DER Output'!$S$18:$W$41,4,FALSE),VLOOKUP($D636,'DER Output'!$S$18:$W$41,5,FALSE))","v":7.5840560103576066E-2},{"$f":"IF($C636=\"S\",VLOOKUP($D636,'DER Output'!$S$18:$W$41,4,FALSE),VLOOKUP($D636,'DER Output'!$S$18:$W$41,5,FALSE))","v":7.5840560103576066E-2},{"$f":"IF($C636=\"S\",VLOOKUP($D636,'DER Output'!$S$18:$W$41,4,FALSE),VLOOKUP($D636,'DER Output'!$S$18:$W$41,5,FALSE))","v":7.5840560103576066E-2},{"$f":"IF($C636=\"S\",VLOOKUP($D636,'DER Output'!$S$18:$W$41,4,FALSE),VLOOKUP($D636,'DER Output'!$S$18:$W$41,5,FALSE))","v":7.5840560103576066E-2},{"$f":"IFERROR(IF(OR(C636=\"S\",C636=\"D\"),VLOOKUP(B636,'Seasonal Customer Count'!$B:$I,4,FALSE),IF(C636=\"W\",VLOOKUP(B636,'Seasonal Customer Count'!$B:$P,12,FALSE),\"Check\")),0)","v":621},{"$f":"IFERROR(IF(OR(C636=\"S\",C636=\"D\"),VLOOKUP(B636,'Seasonal Customer Count'!$B:$P,5,FALSE),IF(C636=\"W\",VLOOKUP(B636,'Seasonal Customer Count'!$B:$P,13,FALSE),\"Check\")),0)","v":19},{"$f":"IFERROR(IF(OR(C636=\"S\",C636=\"D\"),VLOOKUP(B636,'Seasonal Customer Count'!$B:$P,6,FALSE),IF(C636=\"W\",VLOOKUP(B636,'Seasonal Customer Count'!$B:$P,14,FALSE),\"Check\")),0)","v":21},{"$f":"IFERROR(IF(OR(C636=\"S\",C636=\"D\"),VLOOKUP(B636,'Seasonal Customer Count'!$B:$P,7,FALSE),IF(C636=\"W\",VLOOKUP(B636,'Seasonal Customer Count'!$B:$P,15,FALSE),\"Check\")),0)","v":0},{"$f":"IFERROR(IF(OR(C636=\"S\",C636=\"D\"),VLOOKUP(B636,'Seasonal Customer Count'!$B:$P,8,FALSE),IF(C636=\"W\",VLOOKUP(B636,'Seasonal Customer Count'!$B:$P,16,FALSE),\"Check\")),0)","v":11},{"$f":"Summary!$D$8*(K636*'Average Project Size'!$F$6+L636*'Average Project Size'!$F$7+M636*'Average Project Size'!$F$8+N636*'Average Project Size'!$F$10+O636*'Average Project Size'!$F$9)/1000","v":3.6684665012401224E-2},{"$f":"Summary!$D$8*(K636*F636*'Average Project Size'!$F$6+L636*G636*'Average Project Size'!$F$7+M636*H636*'Average Project Size'!$F$8+N636*I636*'Average Project Size'!$F$10+O636*J636*'Average Project Size'!$F$9)/1000","v":2.7821855417525694E-3}]
[null,{"$f":"'Peak Identification'!B635","v":"LNSG12"},{"$f":"'Peak Identification'!D635","v":"S"},{"$f":"'Peak Identification'!E635","v":17},{"$f":"VLOOKUP($D637,'DER Output'!$S$17:$X$41,6,FALSE)","v":0.19174838710475617},{"$f":"IF($C637=\"S\",VLOOKUP($D637,'DER Output'!$S$18:$W$41,2,FALSE),VLOOKUP($D637,'DER Output'!$S$18:$W$41,3,FALSE))","v":0.30300399777640191},{"$f":"IF($C637=\"S\",VLOOKUP($D637,'DER Output'!$S$18:$W$41,4,FALSE),VLOOKUP($D637,'DER Output'!$S$18:$W$41,5,FALSE))","v":0.30300399777640191},{"$f":"IF($C637=\"S\",VLOOKUP($D637,'DER Output'!$S$18:$W$41,4,FALSE),VLOOKUP($D637,'DER Output'!$S$18:$W$41,5,FALSE))","v":0.30300399777640191},{"$f":"IF($C637=\"S\",VLOOKUP($D637,'DER Output'!$S$18:$W$41,4,FALSE),VLOOKUP($D637,'DER Output'!$S$18:$W$41,5,FALSE))","v":0.30300399777640191},{"$f":"IF($C637=\"S\",VLOOKUP($D637,'DER Output'!$S$18:$W$41,4,FALSE),VLOOKUP($D637,'DER Output'!$S$18:$W$41,5,FALSE))","v":0.30300399777640191},{"$f":"IFERROR(IF(OR(C637=\"S\",C637=\"D\"),VLOOKUP(B637,'Seasonal Customer Count'!$B:$I,4,FALSE),IF(C637=\"W\",VLOOKUP(B637,'Seasonal Customer Count'!$B:$P,12,FALSE),\"Check\")),0)","v":530},{"$f":"IFERROR(IF(OR(C637=\"S\",C637=\"D\"),VLOOKUP(B637,'Seasonal Customer Count'!$B:$P,5,FALSE),IF(C637=\"W\",VLOOKUP(B637,'Seasonal Customer Count'!$B:$P,13,FALSE),\"Check\")),0)","v":30},{"$f":"IFERROR(IF(OR(C637=\"S\",C637=\"D\"),VLOOKUP(B637,'Seasonal Customer Count'!$B:$P,6,FALSE),IF(C637=\"W\",VLOOKUP(B637,'Seasonal Customer Count'!$B:$P,14,FALSE),\"Check\")),0)","v":27},{"$f":"IFERROR(IF(OR(C637=\"S\",C637=\"D\"),VLOOKUP(B637,'Seasonal Customer Count'!$B:$P,7,FALSE),IF(C637=\"W\",VLOOKUP(B637,'Seasonal Customer Count'!$B:$P,15,FALSE),\"Check\")),0)","v":0},{"$f":"IFERROR(IF(OR(C637=\"S\",C637=\"D\"),VLOOKUP(B637,'Seasonal Customer Count'!$B:$P,8,FALSE),IF(C637=\"W\",VLOOKUP(B637,'Seasonal Customer Count'!$B:$P,16,FALSE),\"Check\")),0)","v":7},{"$f":"Summary!$D$8*(K637*'Average Project Size'!$F$6+L637*'Average Project Size'!$F$7+M637*'Average Project Size'!$F$8+N637*'Average Project Size'!$F$10+O637*'Average Project Size'!$F$9)/1000","v":3.2362248806213668E-2},{"$f":"Summary!$D$8*(K637*F637*'Average Project Size'!$F$6+L637*G637*'Average Project Size'!$F$7+M637*H637*'Average Project Size'!$F$8+N637*I637*'Average Project Size'!$F$10+O637*J637*'Average Project Size'!$F$9)/1000","v":9.8058907653173332E-3}]
[null,{"$f":"'Peak Identification'!B636","v":"LNSG13"},{"$f":"'Peak Identification'!D636","v":"S"},{"$f":"'Peak Identification'!E636","v":16},{"$f":"VLOOKUP($D638,'DER Output'!$S$17:$X$41,6,FALSE)","v":0.22644022312513051},{"$f":"IF($C638=\"S\",VLOOKUP($D638,'DER Output'!$S$18:$W$41,2,FALSE),VLOOKUP($D638,'DER Output'!$S$18:$W$41,3,FALSE))","v":0.44781407722569133},{"$f":"IF($C638=\"S\",VLOOKUP($D638,'DER Output'!$S$18:$W$41,4,FALSE),VLOOKUP($D638,'DER Output'!$S$18:$W$41,5,FALSE))","v":0.44781407722569133},{"$f":"IF($C638=\"S\",VLOOKUP($D638,'DER Output'!$S$18:$W$41,4,FALSE),VLOOKUP($D638,'DER Output'!$S$18:$W$41,5,FALSE))","v":0.44781407722569133},{"$f":"IF($C638=\"S\",VLOOKUP($D638,'DER Output'!$S$18:$W$41,4,FALSE),VLOOKUP($D638,'DER Output'!$S$18:$W$41,5,FALSE))","v":0.44781407722569133},{"$f":"IF($C638=\"S\",VLOOKUP($D638,'DER Output'!$S$18:$W$41,4,FALSE),VLOOKUP($D638,'DER Output'!$S$18:$W$41,5,FALSE))","v":0.44781407722569133},{"$f":"IFERROR(IF(OR(C638=\"S\",C638=\"D\"),VLOOKUP(B638,'Seasonal Customer Count'!$B:$I,4,FALSE),IF(C638=\"W\",VLOOKUP(B638,'Seasonal Customer Count'!$B:$P,12,FALSE),\"Check\")),0)","v":1495},{"$f":"IFERROR(IF(OR(C638=\"S\",C638=\"D\"),VLOOKUP(B638,'Seasonal Customer Count'!$B:$P,5,FALSE),IF(C638=\"W\",VLOOKUP(B638,'Seasonal Customer Count'!$B:$P,13,FALSE),\"Check\")),0)","v":47},{"$f":"IFERROR(IF(OR(C638=\"S\",C638=\"D\"),VLOOKUP(B638,'Seasonal Customer Count'!$B:$P,6,FALSE),IF(C638=\"W\",VLOOKUP(B638,'Seasonal Customer Count'!$B:$P,14,FALSE),\"Check\")),0)","v":64},{"$f":"IFERROR(IF(OR(C638=\"S\",C638=\"D\"),VLOOKUP(B638,'Seasonal Customer Count'!$B:$P,7,FALSE),IF(C638=\"W\",VLOOKUP(B638,'Seasonal Customer Count'!$B:$P,15,FALSE),\"Check\")),0)","v":0},{"$f":"IFERROR(IF(OR(C638=\"S\",C638=\"D\"),VLOOKUP(B638,'Seasonal Customer Count'!$B:$P,8,FALSE),IF(C638=\"W\",VLOOKUP(B638,'Seasonal Customer Count'!$B:$P,16,FALSE),\"Check\")),0)","v":4},{"$f":"Summary!$D$8*(K638*'Average Project Size'!$F$6+L638*'Average Project Size'!$F$7+M638*'Average Project Size'!$F$8+N638*'Average Project Size'!$F$10+O638*'Average Project Size'!$F$9)/1000","v":7.642063758465352E-2},{"$f":"Summary!$D$8*(K638*F638*'Average Project Size'!$F$6+L638*G638*'Average Project Size'!$F$7+M638*H638*'Average Project Size'!$F$8+N638*I638*'Average Project Size'!$F$10+O638*J638*'Average Project Size'!$F$9)/1000","v":3.4222237300970598E-2}]
[null,{"$f":"'Peak Identification'!B637","v":"LNSG14"},{"$f":"'Peak Identification'!D637","v":"S"},{"$f":"'Peak Identification'!E637","v":19},{"$f":"VLOOKUP($D639,'DER Output'!$S$17:$X$41,6,FALSE)","v":0.11066797934994306},{"$f":"IF($C639=\"S\",VLOOKUP($D639,'DER Output'!$S$18:$W$41,2,FALSE),VLOOKUP($D639,'DER Output'!$S$18:$W$41,3,FALSE))","v":7.5840560103576066E-2},{"$f":"IF($C639=\"S\",VLOOKUP($D639,'DER Output'!$S$18:$W$41,4,FALSE),VLOOKUP($D639,'DER Output'!$S$18:$W$41,5,FALSE))","v":7.5840560103576066E-2},{"$f":"IF($C639=\"S\",VLOOKUP($D639,'DER Output'!$S$18:$W$41,4,FALSE),VLOOKUP($D639,'DER Output'!$S$18:$W$41,5,FALSE))","v":7.5840560103576066E-2},{"$f":"IF($C639=\"S\",VLOOKUP($D639,'DER Output'!$S$18:$W$41,4,FALSE),VLOOKUP($D639,'DER Output'!$S$18:$W$41,5,FALSE))","v":7.5840560103576066E-2},{"$f":"IF($C639=\"S\",VLOOKUP($D639,'DER Output'!$S$18:$W$41,4,FALSE),VLOOKUP($D639,'DER Output'!$S$18:$W$41,5,FALSE))","v":7.5840560103576066E-2},{"$f":"IFERROR(IF(OR(C639=\"S\",C639=\"D\"),VLOOKUP(B639,'Seasonal Customer Count'!$B:$I,4,FALSE),IF(C639=\"W\",VLOOKUP(B639,'Seasonal Customer Count'!$B:$P,12,FALSE),\"Check\")),0)","v":1045},{"$f":"IFERROR(IF(OR(C639=\"S\",C639=\"D\"),VLOOKUP(B639,'Seasonal Customer Count'!$B:$P,5,FALSE),IF(C639=\"W\",VLOOKUP(B639,'Seasonal Customer Count'!$B:$P,13,FALSE),\"Check\")),0)","v":30},{"$f":"IFERROR(IF(OR(C639=\"S\",C639=\"D\"),VLOOKUP(B639,'Seasonal Customer Count'!$B:$P,6,FALSE),IF(C639=\"W\",VLOOKUP(B639,'Seasonal Customer Count'!$B:$P,14,FALSE),\"Check\")),0)","v":28},{"$f":"IFERROR(IF(OR(C639=\"S\",C639=\"D\"),VLOOKUP(B639,'Seasonal Customer Count'!$B:$P,7,FALSE),IF(C639=\"W\",VLOOKUP(B639,'Seasonal Customer Count'!$B:$P,15,FALSE),\"Check\")),0)","v":0},{"$f":"IFERROR(IF(OR(C639=\"S\",C639=\"D\"),VLOOKUP(B639,'Seasonal Customer Count'!$B:$P,8,FALSE),IF(C639=\"W\",VLOOKUP(B639,'Seasonal Customer Count'!$B:$P,16,FALSE),\"Check\")),0)","v":63},{"$f":"Summary!$D$8*(K639*'Average Project Size'!$F$6+L639*'Average Project Size'!$F$7+M639*'Average Project Size'!$F$8+N639*'Average Project Size'!$F$10+O639*'Average Project Size'!$F$9)/1000","v":8.8621746872783499E-2},{"$f":"Summary!$D$8*(K639*F639*'Average Project Size'!$F$6+L639*G639*'Average Project Size'!$F$7+M639*H639*'Average Project Size'!$F$8+N639*I639*'Average Project Size'!$F$10+O639*J639*'Average Project Size'!$F$9)/1000","v":6.7211229201892412E-3}]
[null,{"$f":"'Peak Identification'!B638","v":"LNSG15"},{"$f":"'Peak Identification'!D638","v":"S"},{"$f":"'Peak Identification'!E638","v":18},{"$f":"VLOOKUP($D640,'DER Output'!$S$17:$X$41,6,FALSE)","v":0.16032398020038169},{"$f":"IF($C640=\"S\",VLOOKUP($D640,'DER Output'!$S$18:$W$41,2,FALSE),VLOOKUP($D640,'DER Output'!$S$18:$W$41,3,FALSE))","v":0.17224423800777711},{"$f":"IF($C640=\"S\",VLOOKUP($D640,'DER Output'!$S$18:$W$41,4,FALSE),VLOOKUP($D640,'DER Output'!$S$18:$W$41,5,FALSE))","v":0.17224423800777711},{"$f":"IF($C640=\"S\",VLOOKUP($D640,'DER Output'!$S$18:$W$41,4,FALSE),VLOOKUP($D640,'DER Output'!$S$18:$W$41,5,FALSE))","v":0.17224423800777711},{"$f":"IF($C640=\"S\",VLOOKUP($D640,'DER Output'!$S$18:$W$41,4,FALSE),VLOOKUP($D640,'DER Output'!$S$18:$W$41,5,FALSE))","v":0.17224423800777711},{"$f":"IF($C640=\"S\",VLOOKUP($D640,'DER Output'!$S$18:$W$41,4,FALSE),VLOOKUP($D640,'DER Output'!$S$18:$W$41,5,FALSE))","v":0.17224423800777711},{"$f":"IFERROR(IF(OR(C640=\"S\",C640=\"D\"),VLOOKUP(B640,'Seasonal Customer Count'!$B:$I,4,FALSE),IF(C640=\"W\",VLOOKUP(B640,'Seasonal Customer Count'!$B:$P,12,FALSE),\"Check\")),0)","v":0},{"$f":"IFERROR(IF(OR(C640=\"S\",C640=\"D\"),VLOOKUP(B640,'Seasonal Customer Count'!$B:$P,5,FALSE),IF(C640=\"W\",VLOOKUP(B640,'Seasonal Customer Count'!$B:$P,13,FALSE),\"Check\")),0)","v":0},{"$f":"IFERROR(IF(OR(C640=\"S\",C640=\"D\"),VLOOKUP(B640,'Seasonal Customer Count'!$B:$P,6,FALSE),IF(C640=\"W\",VLOOKUP(B640,'Seasonal Customer Count'!$B:$P,14,FALSE),\"Check\")),0)","v":0},{"$f":"IFERROR(IF(OR(C640=\"S\",C640=\"D\"),VLOOKUP(B640,'Seasonal Customer Count'!$B:$P,7,FALSE),IF(C640=\"W\",VLOOKUP(B640,'Seasonal Customer Count'!$B:$P,15,FALSE),\"Check\")),0)","v":0},{"$f":"IFERROR(IF(OR(C640=\"S\",C640=\"D\"),VLOOKUP(B640,'Seasonal Customer Count'!$B:$P,8,FALSE),IF(C640=\"W\",VLOOKUP(B640,'Seasonal Customer Count'!$B:$P,16,FALSE),\"Check\")),0)","v":0},{"$f":"Summary!$D$8*(K640*'Average Project Size'!$F$6+L640*'Average Project Size'!$F$7+M640*'Average Project Size'!$F$8+N640*'Average Project Size'!$F$10+O640*'Average Project Size'!$F$9)/1000","v":0},{"$f":"Summary!$D$8*(K640*F640*'Average Project Size'!$F$6+L640*G640*'Average Project Size'!$F$7+M640*H640*'Average Project Size'!$F$8+N640*I640*'Average Project Size'!$F$10+O640*J640*'Average Project Size'!$F$9)/1000","v":0}]
[null,{"$f":"'Peak Identification'!B639","v":"LNSG16"},{"$f":"'Peak Identification'!D639","v":"S"},{"$f":"'Peak Identification'!E639","v":18},{"$f":"VLOOKUP($D641,'DER Output'!$S$17:$X$41,6,FALSE)","v":0.16032398020038169},{"$f":"IF($C641=\"S\",VLOOKUP($D641,'DER Output'!$S$18:$W$41,2,FALSE),VLOOKUP($D641,'DER Output'!$S$18:$W$41,3,FALSE))","v":0.17224423800777711},{"$f":"IF($C641=\"S\",VLOOKUP($D641,'DER Output'!$S$18:$W$41,4,FALSE),VLOOKUP($D641,'DER Output'!$S$18:$W$41,5,FALSE))","v":0.17224423800777711},{"$f":"IF($C641=\"S\",VLOOKUP($D641,'DER Output'!$S$18:$W$41,4,FALSE),VLOOKUP($D641,'DER Output'!$S$18:$W$41,5,FALSE))","v":0.17224423800777711},{"$f":"IF($C641=\"S\",VLOOKUP($D641,'DER Output'!$S$18:$W$41,4,FALSE),VLOOKUP($D641,'DER Output'!$S$18:$W$41,5,FALSE))","v":0.17224423800777711},{"$f":"IF($C641=\"S\",VLOOKUP($D641,'DER Output'!$S$18:$W$41,4,FALSE),VLOOKUP($D641,'DER Output'!$S$18:$W$41,5,FALSE))","v":0.17224423800777711},{"$f":"IFERROR(IF(OR(C641=\"S\",C641=\"D\"),VLOOKUP(B641,'Seasonal Customer Count'!$B:$I,4,FALSE),IF(C641=\"W\",VLOOKUP(B641,'Seasonal Customer Count'!$B:$P,12,FALSE),\"Check\")),0)","v":0},{"$f":"IFERROR(IF(OR(C641=\"S\",C641=\"D\"),VLOOKUP(B641,'Seasonal Customer Count'!$B:$P,5,FALSE),IF(C641=\"W\",VLOOKUP(B641,'Seasonal Customer Count'!$B:$P,13,FALSE),\"Check\")),0)","v":0},{"$f":"IFERROR(IF(OR(C641=\"S\",C641=\"D\"),VLOOKUP(B641,'Seasonal Customer Count'!$B:$P,6,FALSE),IF(C641=\"W\",VLOOKUP(B641,'Seasonal Customer Count'!$B:$P,14,FALSE),\"Check\")),0)","v":0},{"$f":"IFERROR(IF(OR(C641=\"S\",C641=\"D\"),VLOOKUP(B641,'Seasonal Customer Count'!$B:$P,7,FALSE),IF(C641=\"W\",VLOOKUP(B641,'Seasonal Customer Count'!$B:$P,15,FALSE),\"Check\")),0)","v":0},{"$f":"IFERROR(IF(OR(C641=\"S\",C641=\"D\"),VLOOKUP(B641,'Seasonal Customer Count'!$B:$P,8,FALSE),IF(C641=\"W\",VLOOKUP(B641,'Seasonal Customer Count'!$B:$P,16,FALSE),\"Check\")),0)","v":0},{"$f":"Summary!$D$8*(K641*'Average Project Size'!$F$6+L641*'Average Project Size'!$F$7+M641*'Average Project Size'!$F$8+N641*'Average Project Size'!$F$10+O641*'Average Project Size'!$F$9)/1000","v":0},{"$f":"Summary!$D$8*(K641*F641*'Average Project Size'!$F$6+L641*G641*'Average Project Size'!$F$7+M641*H641*'Average Project Size'!$F$8+N641*I641*'Average Project Size'!$F$10+O641*J641*'Average Project Size'!$F$9)/1000","v":0}]
[null,{"$f":"'Peak Identification'!B640","v":"LNSG T-131"},{"$f":"'Peak Identification'!D640","v":"S"},{"$f":"'Peak Identification'!E640","v":19},{"$f":"VLOOKUP($D642,'DER Output'!$S$17:$X$41,6,FALSE)","v":0.11066797934994306},{"$f":"IF($C642=\"S\",VLOOKUP($D642,'DER Output'!$S$18:$W$41,2,FALSE),VLOOKUP($D642,'DER Output'!$S$18:$W$41,3,FALSE))","v":7.5840560103576066E-2},{"$f":"IF($C642=\"S\",VLOOKUP($D642,'DER Output'!$S$18:$W$41,4,FALSE),VLOOKUP($D642,'DER Output'!$S$18:$W$41,5,FALSE))","v":7.5840560103576066E-2},{"$f":"IF($C642=\"S\",VLOOKUP($D642,'DER Output'!$S$18:$W$41,4,FALSE),VLOOKUP($D642,'DER Output'!$S$18:$W$41,5,FALSE))","v":7.5840560103576066E-2},{"$f":"IF($C642=\"S\",VLOOKUP($D642,'DER Output'!$S$18:$W$41,4,FALSE),VLOOKUP($D642,'DER Output'!$S$18:$W$41,5,FALSE))","v":7.5840560103576066E-2},{"$f":"IF($C642=\"S\",VLOOKUP($D642,'DER Output'!$S$18:$W$41,4,FALSE),VLOOKUP($D642,'DER Output'!$S$18:$W$41,5,FALSE))","v":7.5840560103576066E-2},{"$f":"IFERROR(IF(OR(C642=\"S\",C642=\"D\"),VLOOKUP(B642,'Seasonal Customer Count'!$B:$I,4,FALSE),IF(C642=\"W\",VLOOKUP(B642,'Seasonal Customer Count'!$B:$P,12,FALSE),\"Check\")),0)","v":3691},{"$f":"IFERROR(IF(OR(C642=\"S\",C642=\"D\"),VLOOKUP(B642,'Seasonal Customer Count'!$B:$P,5,FALSE),IF(C642=\"W\",VLOOKUP(B642,'Seasonal Customer Count'!$B:$P,13,FALSE),\"Check\")),0)","v":126},{"$f":"IFERROR(IF(OR(C642=\"S\",C642=\"D\"),VLOOKUP(B642,'Seasonal Customer Count'!$B:$P,6,FALSE),IF(C642=\"W\",VLOOKUP(B642,'Seasonal Customer Count'!$B:$P,14,FALSE),\"Check\")),0)","v":140},{"$f":"IFERROR(IF(OR(C642=\"S\",C642=\"D\"),VLOOKUP(B642,'Seasonal Customer Count'!$B:$P,7,FALSE),IF(C642=\"W\",VLOOKUP(B642,'Seasonal Customer Count'!$B:$P,15,FALSE),\"Check\")),0)","v":0},{"$f":"IFERROR(IF(OR(C642=\"S\",C642=\"D\"),VLOOKUP(B642,'Seasonal Customer Count'!$B:$P,8,FALSE),IF(C642=\"W\",VLOOKUP(B642,'Seasonal Customer Count'!$B:$P,16,FALSE),\"Check\")),0)","v":85},{"$f":"Summary!$D$8*(K642*'Average Project Size'!$F$6+L642*'Average Project Size'!$F$7+M642*'Average Project Size'!$F$8+N642*'Average Project Size'!$F$10+O642*'Average Project Size'!$F$9)/1000","v":0.23408929827605196},{"$f":"Summary!$D$8*(K642*F642*'Average Project Size'!$F$6+L642*G642*'Average Project Size'!$F$7+M642*H642*'Average Project Size'!$F$8+N642*I642*'Average Project Size'!$F$10+O642*J642*'Average Project Size'!$F$9)/1000","v":1.775346349550886E-2}]
[null,{"$f":"'Peak Identification'!B641","v":"MCAL11"},{"$f":"'Peak Identification'!D641","v":"W"},{"$f":"'Peak Identification'!E641","v":8},{"$f":"VLOOKUP($D643,'DER Output'!$S$17:$X$41,6,FALSE)","v":0},{"$f":"IF($C643=\"S\",VLOOKUP($D643,'DER Output'!$S$18:$W$41,2,FALSE),VLOOKUP($D643,'DER Output'!$S$18:$W$41,3,FALSE))","v":2.4357194050013426E-2},{"$f":"IF($C643=\"S\",VLOOKUP($D643,'DER Output'!$S$18:$W$41,4,FALSE),VLOOKUP($D643,'DER Output'!$S$18:$W$41,5,FALSE))","v":2.4357194050013426E-2},{"$f":"IF($C643=\"S\",VLOOKUP($D643,'DER Output'!$S$18:$W$41,4,FALSE),VLOOKUP($D643,'DER Output'!$S$18:$W$41,5,FALSE))","v":2.4357194050013426E-2},{"$f":"IF($C643=\"S\",VLOOKUP($D643,'DER Output'!$S$18:$W$41,4,FALSE),VLOOKUP($D643,'DER Output'!$S$18:$W$41,5,FALSE))","v":2.4357194050013426E-2},{"$f":"IF($C643=\"S\",VLOOKUP($D643,'DER Output'!$S$18:$W$41,4,FALSE),VLOOKUP($D643,'DER Output'!$S$18:$W$41,5,FALSE))","v":2.4357194050013426E-2},{"$f":"IFERROR(IF(OR(C643=\"S\",C643=\"D\"),VLOOKUP(B643,'Seasonal Customer Count'!$B:$I,4,FALSE),IF(C643=\"W\",VLOOKUP(B643,'Seasonal Customer Count'!$B:$P,12,FALSE),\"Check\")),0)","v":0},{"$f":"IFERROR(IF(OR(C643=\"S\",C643=\"D\"),VLOOKUP(B643,'Seasonal Customer Count'!$B:$P,5,FALSE),IF(C643=\"W\",VLOOKUP(B643,'Seasonal Customer Count'!$B:$P,13,FALSE),\"Check\")),0)","v":1},{"$f":"IFERROR(IF(OR(C643=\"S\",C643=\"D\"),VLOOKUP(B643,'Seasonal Customer Count'!$B:$P,6,FALSE),IF(C643=\"W\",VLOOKUP(B643,'Seasonal Customer Count'!$B:$P,14,FALSE),\"Check\")),0)","v":0},{"$f":"IFERROR(IF(OR(C643=\"S\",C643=\"D\"),VLOOKUP(B643,'Seasonal Customer Count'!$B:$P,7,FALSE),IF(C643=\"W\",VLOOKUP(B643,'Seasonal Customer Count'!$B:$P,15,FALSE),\"Check\")),0)","v":13},{"$f":"IFERROR(IF(OR(C643=\"S\",C643=\"D\"),VLOOKUP(B643,'Seasonal Customer Count'!$B:$P,8,FALSE),IF(C643=\"W\",VLOOKUP(B643,'Seasonal Customer Count'!$B:$P,16,FALSE),\"Check\")),0)","v":0},{"$f":"Summary!$D$8*(K643*'Average Project Size'!$F$6+L643*'Average Project Size'!$F$7+M643*'Average Project Size'!$F$8+N643*'Average Project Size'!$F$10+O643*'Average Project Size'!$F$9)/1000","v":3.8234990105429759E-2},{"$f":"Summary!$D$8*(K643*F643*'Average Project Size'!$F$6+L643*G643*'Average Project Size'!$F$7+M643*H643*'Average Project Size'!$F$8+N643*I643*'Average Project Size'!$F$10+O643*J643*'Average Project Size'!$F$9)/1000","v":9.3129707349829598E-4}]
[null,{"$f":"'Peak Identification'!B642","v":"MCAL12"},{"$f":"'Peak Identification'!D642","v":"W"},{"$f":"'Peak Identification'!E642","v":9},{"$f":"VLOOKUP($D644,'DER Output'!$S$17:$X$41,6,FALSE)","v":0},{"$f":"IF($C644=\"S\",VLOOKUP($D644,'DER Output'!$S$18:$W$41,2,FALSE),VLOOKUP($D644,'DER Output'!$S$18:$W$41,3,FALSE))","v":9.9257193152337234E-2},{"$f":"IF($C644=\"S\",VLOOKUP($D644,'DER Output'!$S$18:$W$41,4,FALSE),VLOOKUP($D644,'DER Output'!$S$18:$W$41,5,FALSE))","v":9.9257193152337234E-2},{"$f":"IF($C644=\"S\",VLOOKUP($D644,'DER Output'!$S$18:$W$41,4,FALSE),VLOOKUP($D644,'DER Output'!$S$18:$W$41,5,FALSE))","v":9.9257193152337234E-2},{"$f":"IF($C644=\"S\",VLOOKUP($D644,'DER Output'!$S$18:$W$41,4,FALSE),VLOOKUP($D644,'DER Output'!$S$18:$W$41,5,FALSE))","v":9.9257193152337234E-2},{"$f":"IF($C644=\"S\",VLOOKUP($D644,'DER Output'!$S$18:$W$41,4,FALSE),VLOOKUP($D644,'DER Output'!$S$18:$W$41,5,FALSE))","v":9.9257193152337234E-2},{"$f":"IFERROR(IF(OR(C644=\"S\",C644=\"D\"),VLOOKUP(B644,'Seasonal Customer Count'!$B:$I,4,FALSE),IF(C644=\"W\",VLOOKUP(B644,'Seasonal Customer Count'!$B:$P,12,FALSE),\"Check\")),0)","v":0},{"$f":"IFERROR(IF(OR(C644=\"S\",C644=\"D\"),VLOOKUP(B644,'Seasonal Customer Count'!$B:$P,5,FALSE),IF(C644=\"W\",VLOOKUP(B644,'Seasonal Customer Count'!$B:$P,13,FALSE),\"Check\")),0)","v":1},{"$f":"IFERROR(IF(OR(C644=\"S\",C644=\"D\"),VLOOKUP(B644,'Seasonal Customer Count'!$B:$P,6,FALSE),IF(C644=\"W\",VLOOKUP(B644,'Seasonal Customer Count'!$B:$P,14,FALSE),\"Check\")),0)","v":0},{"$f":"IFERROR(IF(OR(C644=\"S\",C644=\"D\"),VLOOKUP(B644,'Seasonal Customer Count'!$B:$P,7,FALSE),IF(C644=\"W\",VLOOKUP(B644,'Seasonal Customer Count'!$B:$P,15,FALSE),\"Check\")),0)","v":13},{"$f":"IFERROR(IF(OR(C644=\"S\",C644=\"D\"),VLOOKUP(B644,'Seasonal Customer Count'!$B:$P,8,FALSE),IF(C644=\"W\",VLOOKUP(B644,'Seasonal Customer Count'!$B:$P,16,FALSE),\"Check\")),0)","v":0},{"$f":"Summary!$D$8*(K644*'Average Project Size'!$F$6+L644*'Average Project Size'!$F$7+M644*'Average Project Size'!$F$8+N644*'Average Project Size'!$F$10+O644*'Average Project Size'!$F$9)/1000","v":3.8234990105429759E-2},{"$f":"Summary!$D$8*(K644*F644*'Average Project Size'!$F$6+L644*G644*'Average Project Size'!$F$7+M644*H644*'Average Project Size'!$F$8+N644*I644*'Average Project Size'!$F$10+O644*J644*'Average Project Size'!$F$9)/1000","v":3.7950977980723446E-3}]
[null,{"$f":"'Peak Identification'!B643","v":"MCAL41"},{"$f":"'Peak Identification'!D643","v":"W"},{"$f":"'Peak Identification'!E643","v":9},{"$f":"VLOOKUP($D645,'DER Output'!$S$17:$X$41,6,FALSE)","v":0},{"$f":"IF($C645=\"S\",VLOOKUP($D645,'DER Output'!$S$18:$W$41,2,FALSE),VLOOKUP($D645,'DER Output'!$S$18:$W$41,3,FALSE))","v":9.9257193152337234E-2},{"$f":"IF($C645=\"S\",VLOOKUP($D645,'DER Output'!$S$18:$W$41,4,FALSE),VLOOKUP($D645,'DER Output'!$S$18:$W$41,5,FALSE))","v":9.9257193152337234E-2},{"$f":"IF($C645=\"S\",VLOOKUP($D645,'DER Output'!$S$18:$W$41,4,FALSE),VLOOKUP($D645,'DER Output'!$S$18:$W$41,5,FALSE))","v":9.9257193152337234E-2},{"$f":"IF($C645=\"S\",VLOOKUP($D645,'DER Output'!$S$18:$W$41,4,FALSE),VLOOKUP($D645,'DER Output'!$S$18:$W$41,5,FALSE))","v":9.9257193152337234E-2},{"$f":"IF($C645=\"S\",VLOOKUP($D645,'DER Output'!$S$18:$W$41,4,FALSE),VLOOKUP($D645,'DER Output'!$S$18:$W$41,5,FALSE))","v":9.9257193152337234E-2},{"$f":"IFERROR(IF(OR(C645=\"S\",C645=\"D\"),VLOOKUP(B645,'Seasonal Customer Count'!$B:$I,4,FALSE),IF(C645=\"W\",VLOOKUP(B645,'Seasonal Customer Count'!$B:$P,12,FALSE),\"Check\")),0)","v":99},{"$f":"IFERROR(IF(OR(C645=\"S\",C645=\"D\"),VLOOKUP(B645,'Seasonal Customer Count'!$B:$P,5,FALSE),IF(C645=\"W\",VLOOKUP(B645,'Seasonal Customer Count'!$B:$P,13,FALSE),\"Check\")),0)","v":110},{"$f":"IFERROR(IF(OR(C645=\"S\",C645=\"D\"),VLOOKUP(B645,'Seasonal Customer Count'!$B:$P,6,FALSE),IF(C645=\"W\",VLOOKUP(B645,'Seasonal Customer Count'!$B:$P,14,FALSE),\"Check\")),0)","v":3},{"$f":"IFERROR(IF(OR(C645=\"S\",C645=\"D\"),VLOOKUP(B645,'Seasonal Customer Count'!$B:$P,7,FALSE),IF(C645=\"W\",VLOOKUP(B645,'Seasonal Customer Count'!$B:$P,15,FALSE),\"Check\")),0)","v":1},{"$f":"IFERROR(IF(OR(C645=\"S\",C645=\"D\"),VLOOKUP(B645,'Seasonal Customer Count'!$B:$P,8,FALSE),IF(C645=\"W\",VLOOKUP(B645,'Seasonal Customer Count'!$B:$P,16,FALSE),\"Check\")),0)","v":0},{"$f":"Summary!$D$8*(K645*'Average Project Size'!$F$6+L645*'Average Project Size'!$F$7+M645*'Average Project Size'!$F$8+N645*'Average Project Size'!$F$10+O645*'Average Project Size'!$F$9)/1000","v":1.5454598140785427E-2},{"$f":"Summary!$D$8*(K645*F645*'Average Project Size'!$F$6+L645*G645*'Average Project Size'!$F$7+M645*H645*'Average Project Size'!$F$8+N645*I645*'Average Project Size'!$F$10+O645*J645*'Average Project Size'!$F$9)/1000","v":1.533980032751691E-3}]
[null,{"$f":"'Peak Identification'!B644","v":"MCAL42"},{"$f":"'Peak Identification'!D644","v":"W"},{"$f":"'Peak Identification'!E644","v":8},{"$f":"VLOOKUP($D646,'DER Output'!$S$17:$X$41,6,FALSE)","v":0},{"$f":"IF($C646=\"S\",VLOOKUP($D646,'DER Output'!$S$18:$W$41,2,FALSE),VLOOKUP($D646,'DER Output'!$S$18:$W$41,3,FALSE))","v":2.4357194050013426E-2},{"$f":"IF($C646=\"S\",VLOOKUP($D646,'DER Output'!$S$18:$W$41,4,FALSE),VLOOKUP($D646,'DER Output'!$S$18:$W$41,5,FALSE))","v":2.4357194050013426E-2},{"$f":"IF($C646=\"S\",VLOOKUP($D646,'DER Output'!$S$18:$W$41,4,FALSE),VLOOKUP($D646,'DER Output'!$S$18:$W$41,5,FALSE))","v":2.4357194050013426E-2},{"$f":"IF($C646=\"S\",VLOOKUP($D646,'DER Output'!$S$18:$W$41,4,FALSE),VLOOKUP($D646,'DER Output'!$S$18:$W$41,5,FALSE))","v":2.4357194050013426E-2},{"$f":"IF($C646=\"S\",VLOOKUP($D646,'DER Output'!$S$18:$W$41,4,FALSE),VLOOKUP($D646,'DER Output'!$S$18:$W$41,5,FALSE))","v":2.4357194050013426E-2},{"$f":"IFERROR(IF(OR(C646=\"S\",C646=\"D\"),VLOOKUP(B646,'Seasonal Customer Count'!$B:$I,4,FALSE),IF(C646=\"W\",VLOOKUP(B646,'Seasonal Customer Count'!$B:$P,12,FALSE),\"Check\")),0)","v":0},{"$f":"IFERROR(IF(OR(C646=\"S\",C646=\"D\"),VLOOKUP(B646,'Seasonal Customer Count'!$B:$P,5,FALSE),IF(C646=\"W\",VLOOKUP(B646,'Seasonal Customer Count'!$B:$P,13,FALSE),\"Check\")),0)","v":0},{"$f":"IFERROR(IF(OR(C646=\"S\",C646=\"D\"),VLOOKUP(B646,'Seasonal Customer Count'!$B:$P,6,FALSE),IF(C646=\"W\",VLOOKUP(B646,'Seasonal Customer Count'!$B:$P,14,FALSE),\"Check\")),0)","v":1},{"$f":"IFERROR(IF(OR(C646=\"S\",C646=\"D\"),VLOOKUP(B646,'Seasonal Customer Count'!$B:$P,7,FALSE),IF(C646=\"W\",VLOOKUP(B646,'Seasonal Customer Count'!$B:$P,15,FALSE),\"Check\")),0)","v":0},{"$f":"IFERROR(IF(OR(C646=\"S\",C646=\"D\"),VLOOKUP(B646,'Seasonal Customer Count'!$B:$P,8,FALSE),IF(C646=\"W\",VLOOKUP(B646,'Seasonal Customer Count'!$B:$P,16,FALSE),\"Check\")),0)","v":0},{"$f":"Summary!$D$8*(K646*'Average Project Size'!$F$6+L646*'Average Project Size'!$F$7+M646*'Average Project Size'!$F$8+N646*'Average Project Size'!$F$10+O646*'Average Project Size'!$F$9)/1000","v":1.7198264337607111E-4},{"$f":"Summary!$D$8*(K646*F646*'Average Project Size'!$F$6+L646*G646*'Average Project Size'!$F$7+M646*H646*'Average Project Size'!$F$8+N646*I646*'Average Project Size'!$F$10+O646*J646*'Average Project Size'!$F$9)/1000","v":4.1890146179452193E-6}]
[null,{"$f":"'Peak Identification'!B645","v":"MCAL T-131"},{"$f":"'Peak Identification'!D645","v":"W"},{"$f":"'Peak Identification'!E645","v":8},{"$f":"VLOOKUP($D647,'DER Output'!$S$17:$X$41,6,FALSE)","v":0},{"$f":"IF($C647=\"S\",VLOOKUP($D647,'DER Output'!$S$18:$W$41,2,FALSE),VLOOKUP($D647,'DER Output'!$S$18:$W$41,3,FALSE))","v":2.4357194050013426E-2},{"$f":"IF($C647=\"S\",VLOOKUP($D647,'DER Output'!$S$18:$W$41,4,FALSE),VLOOKUP($D647,'DER Output'!$S$18:$W$41,5,FALSE))","v":2.4357194050013426E-2},{"$f":"IF($C647=\"S\",VLOOKUP($D647,'DER Output'!$S$18:$W$41,4,FALSE),VLOOKUP($D647,'DER Output'!$S$18:$W$41,5,FALSE))","v":2.4357194050013426E-2},{"$f":"IF($C647=\"S\",VLOOKUP($D647,'DER Output'!$S$18:$W$41,4,FALSE),VLOOKUP($D647,'DER Output'!$S$18:$W$41,5,FALSE))","v":2.4357194050013426E-2},{"$f":"IF($C647=\"S\",VLOOKUP($D647,'DER Output'!$S$18:$W$41,4,FALSE),VLOOKUP($D647,'DER Output'!$S$18:$W$41,5,FALSE))","v":2.4357194050013426E-2},{"$f":"IFERROR(IF(OR(C647=\"S\",C647=\"D\"),VLOOKUP(B647,'Seasonal Customer Count'!$B:$I,4,FALSE),IF(C647=\"W\",VLOOKUP(B647,'Seasonal Customer Count'!$B:$P,12,FALSE),\"Check\")),0)","v":85},{"$f":"IFERROR(IF(OR(C647=\"S\",C647=\"D\"),VLOOKUP(B647,'Seasonal Customer Count'!$B:$P,5,FALSE),IF(C647=\"W\",VLOOKUP(B647,'Seasonal Customer Count'!$B:$P,13,FALSE),\"Check\")),0)","v":85},{"$f":"IFERROR(IF(OR(C647=\"S\",C647=\"D\"),VLOOKUP(B647,'Seasonal Customer Count'!$B:$P,6,FALSE),IF(C647=\"W\",VLOOKUP(B647,'Seasonal Customer Count'!$B:$P,14,FALSE),\"Check\")),0)","v":0},{"$f":"IFERROR(IF(OR(C647=\"S\",C647=\"D\"),VLOOKUP(B647,'Seasonal Customer Count'!$B:$P,7,FALSE),IF(C647=\"W\",VLOOKUP(B647,'Seasonal Customer Count'!$B:$P,15,FALSE),\"Check\")),0)","v":1},{"$f":"IFERROR(IF(OR(C647=\"S\",C647=\"D\"),VLOOKUP(B647,'Seasonal Customer Count'!$B:$P,8,FALSE),IF(C647=\"W\",VLOOKUP(B647,'Seasonal Customer Count'!$B:$P,16,FALSE),\"Check\")),0)","v":0},{"$f":"Summary!$D$8*(K647*'Average Project Size'!$F$6+L647*'Average Project Size'!$F$7+M647*'Average Project Size'!$F$8+N647*'Average Project Size'!$F$10+O647*'Average Project Size'!$F$9)/1000","v":1.2548516762440542E-2},{"$f":"Summary!$D$8*(K647*F647*'Average Project Size'!$F$6+L647*G647*'Average Project Size'!$F$7+M647*H647*'Average Project Size'!$F$8+N647*I647*'Average Project Size'!$F$10+O647*J647*'Average Project Size'!$F$9)/1000","v":3.0564665782261048E-4}]
[null,{"$f":"'Peak Identification'!B646","v":"MCAL T-133"},{"$f":"'Peak Identification'!D646","v":"W"},{"$f":"'Peak Identification'!E646","v":8},{"$f":"VLOOKUP($D648,'DER Output'!$S$17:$X$41,6,FALSE)","v":0},{"$f":"IF($C648=\"S\",VLOOKUP($D648,'DER Output'!$S$18:$W$41,2,FALSE),VLOOKUP($D648,'DER Output'!$S$18:$W$41,3,FALSE))","v":2.4357194050013426E-2},{"$f":"IF($C648=\"S\",VLOOKUP($D648,'DER Output'!$S$18:$W$41,4,FALSE),VLOOKUP($D648,'DER Output'!$S$18:$W$41,5,FALSE))","v":2.4357194050013426E-2},{"$f":"IF($C648=\"S\",VLOOKUP($D648,'DER Output'!$S$18:$W$41,4,FALSE),VLOOKUP($D648,'DER Output'!$S$18:$W$41,5,FALSE))","v":2.4357194050013426E-2},{"$f":"IF($C648=\"S\",VLOOKUP($D648,'DER Output'!$S$18:$W$41,4,FALSE),VLOOKUP($D648,'DER Output'!$S$18:$W$41,5,FALSE))","v":2.4357194050013426E-2},{"$f":"IF($C648=\"S\",VLOOKUP($D648,'DER Output'!$S$18:$W$41,4,FALSE),VLOOKUP($D648,'DER Output'!$S$18:$W$41,5,FALSE))","v":2.4357194050013426E-2},{"$f":"IFERROR(IF(OR(C648=\"S\",C648=\"D\"),VLOOKUP(B648,'Seasonal Customer Count'!$B:$I,4,FALSE),IF(C648=\"W\",VLOOKUP(B648,'Seasonal Customer Count'!$B:$P,12,FALSE),\"Check\")),0)","v":0},{"$f":"IFERROR(IF(OR(C648=\"S\",C648=\"D\"),VLOOKUP(B648,'Seasonal Customer Count'!$B:$P,5,FALSE),IF(C648=\"W\",VLOOKUP(B648,'Seasonal Customer Count'!$B:$P,13,FALSE),\"Check\")),0)","v":0},{"$f":"IFERROR(IF(OR(C648=\"S\",C648=\"D\"),VLOOKUP(B648,'Seasonal Customer Count'!$B:$P,6,FALSE),IF(C648=\"W\",VLOOKUP(B648,'Seasonal Customer Count'!$B:$P,14,FALSE),\"Check\")),0)","v":0},{"$f":"IFERROR(IF(OR(C648=\"S\",C648=\"D\"),VLOOKUP(B648,'Seasonal Customer Count'!$B:$P,7,FALSE),IF(C648=\"W\",VLOOKUP(B648,'Seasonal Customer Count'!$B:$P,15,FALSE),\"Check\")),0)","v":0},{"$f":"IFERROR(IF(OR(C648=\"S\",C648=\"D\"),VLOOKUP(B648,'Seasonal Customer Count'!$B:$P,8,FALSE),IF(C648=\"W\",VLOOKUP(B648,'Seasonal Customer Count'!$B:$P,16,FALSE),\"Check\")),0)","v":0},{"$f":"Summary!$D$8*(K648*'Average Project Size'!$F$6+L648*'Average Project Size'!$F$7+M648*'Average Project Size'!$F$8+N648*'Average Project Size'!$F$10+O648*'Average Project Size'!$F$9)/1000","v":0},{"$f":"Summary!$D$8*(K648*F648*'Average Project Size'!$F$6+L648*G648*'Average Project Size'!$F$7+M648*H648*'Average Project Size'!$F$8+N648*I648*'Average Project Size'!$F$10+O648*J648*'Average Project Size'!$F$9)/1000","v":0}]
[null,{"$f":"'Peak Identification'!B647","v":"MCRN T-131"},{"$f":"'Peak Identification'!D647","v":"D"},{"$f":"'Peak Identification'!E647","v":0},{"$f":"VLOOKUP($D649,'DER Output'!$S$17:$X$41,6,FALSE)","v":0},{"$f":"IF($C649=\"S\",VLOOKUP($D649,'DER Output'!$S$18:$W$41,2,FALSE),VLOOKUP($D649,'DER Output'!$S$18:$W$41,3,FALSE))","v":1.5453152196228585E-4},{"$f":"IF($C649=\"S\",VLOOKUP($D649,'DER Output'!$S$18:$W$41,4,FALSE),VLOOKUP($D649,'DER Output'!$S$18:$W$41,5,FALSE))","v":1.5453152196228585E-4},{"$f":"IF($C649=\"S\",VLOOKUP($D649,'DER Output'!$S$18:$W$41,4,FALSE),VLOOKUP($D649,'DER Output'!$S$18:$W$41,5,FALSE))","v":1.5453152196228585E-4},{"$f":"IF($C649=\"S\",VLOOKUP($D649,'DER Output'!$S$18:$W$41,4,FALSE),VLOOKUP($D649,'DER Output'!$S$18:$W$41,5,FALSE))","v":1.5453152196228585E-4},{"$f":"IF($C649=\"S\",VLOOKUP($D649,'DER Output'!$S$18:$W$41,4,FALSE),VLOOKUP($D649,'DER Output'!$S$18:$W$41,5,FALSE))","v":1.5453152196228585E-4},{"$f":"IFERROR(IF(OR(C649=\"S\",C649=\"D\"),VLOOKUP(B649,'Seasonal Customer Count'!$B:$I,4,FALSE),IF(C649=\"W\",VLOOKUP(B649,'Seasonal Customer Count'!$B:$P,12,FALSE),\"Check\")),0)","v":0},{"$f":"IFERROR(IF(OR(C649=\"S\",C649=\"D\"),VLOOKUP(B649,'Seasonal Customer Count'!$B:$P,5,FALSE),IF(C649=\"W\",VLOOKUP(B649,'Seasonal Customer Count'!$B:$P,13,FALSE),\"Check\")),0)","v":0},{"$f":"IFERROR(IF(OR(C649=\"S\",C649=\"D\"),VLOOKUP(B649,'Seasonal Customer Count'!$B:$P,6,FALSE),IF(C649=\"W\",VLOOKUP(B649,'Seasonal Customer Count'!$B:$P,14,FALSE),\"Check\")),0)","v":0},{"$f":"IFERROR(IF(OR(C649=\"S\",C649=\"D\"),VLOOKUP(B649,'Seasonal Customer Count'!$B:$P,7,FALSE),IF(C649=\"W\",VLOOKUP(B649,'Seasonal Customer Count'!$B:$P,15,FALSE),\"Check\")),0)","v":0},{"$f":"IFERROR(IF(OR(C649=\"S\",C649=\"D\"),VLOOKUP(B649,'Seasonal Customer Count'!$B:$P,8,FALSE),IF(C649=\"W\",VLOOKUP(B649,'Seasonal Customer Count'!$B:$P,16,FALSE),\"Check\")),0)","v":0},{"$f":"Summary!$D$8*(K649*'Average Project Size'!$F$6+L649*'Average Project Size'!$F$7+M649*'Average Project Size'!$F$8+N649*'Average Project Size'!$F$10+O649*'Average Project Size'!$F$9)/1000","v":0},{"$f":"Summary!$D$8*(K649*F649*'Average Project Size'!$F$6+L649*G649*'Average Project Size'!$F$7+M649*H649*'Average Project Size'!$F$8+N649*I649*'Average Project Size'!$F$10+O649*J649*'Average Project Size'!$F$9)/1000","v":0}]
[null,{"$f":"'Peak Identification'!B648","v":"MCRN T-132"},{"$f":"'Peak Identification'!D648","v":"S"},{"$f":"'Peak Identification'!E648","v":0},{"$f":"VLOOKUP($D650,'DER Output'!$S$17:$X$41,6,FALSE)","v":0},{"$f":"IF($C650=\"S\",VLOOKUP($D650,'DER Output'!$S$18:$W$41,2,FALSE),VLOOKUP($D650,'DER Output'!$S$18:$W$41,3,FALSE))","v":5.9141103405834004E-4},{"$f":"IF($C650=\"S\",VLOOKUP($D650,'DER Output'!$S$18:$W$41,4,FALSE),VLOOKUP($D650,'DER Output'!$S$18:$W$41,5,FALSE))","v":5.9141103405834004E-4},{"$f":"IF($C650=\"S\",VLOOKUP($D650,'DER Output'!$S$18:$W$41,4,FALSE),VLOOKUP($D650,'DER Output'!$S$18:$W$41,5,FALSE))","v":5.9141103405834004E-4},{"$f":"IF($C650=\"S\",VLOOKUP($D650,'DER Output'!$S$18:$W$41,4,FALSE),VLOOKUP($D650,'DER Output'!$S$18:$W$41,5,FALSE))","v":5.9141103405834004E-4},{"$f":"IF($C650=\"S\",VLOOKUP($D650,'DER Output'!$S$18:$W$41,4,FALSE),VLOOKUP($D650,'DER Output'!$S$18:$W$41,5,FALSE))","v":5.9141103405834004E-4},{"$f":"IFERROR(IF(OR(C650=\"S\",C650=\"D\"),VLOOKUP(B650,'Seasonal Customer Count'!$B:$I,4,FALSE),IF(C650=\"W\",VLOOKUP(B650,'Seasonal Customer Count'!$B:$P,12,FALSE),\"Check\")),0)","v":0},{"$f":"IFERROR(IF(OR(C650=\"S\",C650=\"D\"),VLOOKUP(B650,'Seasonal Customer Count'!$B:$P,5,FALSE),IF(C650=\"W\",VLOOKUP(B650,'Seasonal Customer Count'!$B:$P,13,FALSE),\"Check\")),0)","v":0},{"$f":"IFERROR(IF(OR(C650=\"S\",C650=\"D\"),VLOOKUP(B650,'Seasonal Customer Count'!$B:$P,6,FALSE),IF(C650=\"W\",VLOOKUP(B650,'Seasonal Customer Count'!$B:$P,14,FALSE),\"Check\")),0)","v":0},{"$f":"IFERROR(IF(OR(C650=\"S\",C650=\"D\"),VLOOKUP(B650,'Seasonal Customer Count'!$B:$P,7,FALSE),IF(C650=\"W\",VLOOKUP(B650,'Seasonal Customer Count'!$B:$P,15,FALSE),\"Check\")),0)","v":0},{"$f":"IFERROR(IF(OR(C650=\"S\",C650=\"D\"),VLOOKUP(B650,'Seasonal Customer Count'!$B:$P,8,FALSE),IF(C650=\"W\",VLOOKUP(B650,'Seasonal Customer Count'!$B:$P,16,FALSE),\"Check\")),0)","v":0},{"$f":"Summary!$D$8*(K650*'Average Project Size'!$F$6+L650*'Average Project Size'!$F$7+M650*'Average Project Size'!$F$8+N650*'Average Project Size'!$F$10+O650*'Average Project Size'!$F$9)/1000","v":0},{"$f":"Summary!$D$8*(K650*F650*'Average Project Size'!$F$6+L650*G650*'Average Project Size'!$F$7+M650*H650*'Average Project Size'!$F$8+N650*I650*'Average Project Size'!$F$10+O650*J650*'Average Project Size'!$F$9)/1000","v":0}]
[null,{"$f":"'Peak Identification'!B649","v":"MCRN T-133"},{"$f":"'Peak Identification'!D649","v":"S"},{"$f":"'Peak Identification'!E649","v":0},{"$f":"VLOOKUP($D651,'DER Output'!$S$17:$X$41,6,FALSE)","v":0},{"$f":"IF($C651=\"S\",VLOOKUP($D651,'DER Output'!$S$18:$W$41,2,FALSE),VLOOKUP($D651,'DER Output'!$S$18:$W$41,3,FALSE))","v":5.9141103405834004E-4},{"$f":"IF($C651=\"S\",VLOOKUP($D651,'DER Output'!$S$18:$W$41,4,FALSE),VLOOKUP($D651,'DER Output'!$S$18:$W$41,5,FALSE))","v":5.9141103405834004E-4},{"$f":"IF($C651=\"S\",VLOOKUP($D651,'DER Output'!$S$18:$W$41,4,FALSE),VLOOKUP($D651,'DER Output'!$S$18:$W$41,5,FALSE))","v":5.9141103405834004E-4},{"$f":"IF($C651=\"S\",VLOOKUP($D651,'DER Output'!$S$18:$W$41,4,FALSE),VLOOKUP($D651,'DER Output'!$S$18:$W$41,5,FALSE))","v":5.9141103405834004E-4},{"$f":"IF($C651=\"S\",VLOOKUP($D651,'DER Output'!$S$18:$W$41,4,FALSE),VLOOKUP($D651,'DER Output'!$S$18:$W$41,5,FALSE))","v":5.9141103405834004E-4},{"$f":"IFERROR(IF(OR(C651=\"S\",C651=\"D\"),VLOOKUP(B651,'Seasonal Customer Count'!$B:$I,4,FALSE),IF(C651=\"W\",VLOOKUP(B651,'Seasonal Customer Count'!$B:$P,12,FALSE),\"Check\")),0)","v":0},{"$f":"IFERROR(IF(OR(C651=\"S\",C651=\"D\"),VLOOKUP(B651,'Seasonal Customer Count'!$B:$P,5,FALSE),IF(C651=\"W\",VLOOKUP(B651,'Seasonal Customer Count'!$B:$P,13,FALSE),\"Check\")),0)","v":0},{"$f":"IFERROR(IF(OR(C651=\"S\",C651=\"D\"),VLOOKUP(B651,'Seasonal Customer Count'!$B:$P,6,FALSE),IF(C651=\"W\",VLOOKUP(B651,'Seasonal Customer Count'!$B:$P,14,FALSE),\"Check\")),0)","v":0},{"$f":"IFERROR(IF(OR(C651=\"S\",C651=\"D\"),VLOOKUP(B651,'Seasonal Customer Count'!$B:$P,7,FALSE),IF(C651=\"W\",VLOOKUP(B651,'Seasonal Customer Count'!$B:$P,15,FALSE),\"Check\")),0)","v":0},{"$f":"IFERROR(IF(OR(C651=\"S\",C651=\"D\"),VLOOKUP(B651,'Seasonal Customer Count'!$B:$P,8,FALSE),IF(C651=\"W\",VLOOKUP(B651,'Seasonal Customer Count'!$B:$P,16,FALSE),\"Check\")),0)","v":0},{"$f":"Summary!$D$8*(K651*'Average Project Size'!$F$6+L651*'Average Project Size'!$F$7+M651*'Average Project Size'!$F$8+N651*'Average Project Size'!$F$10+O651*'Average Project Size'!$F$9)/1000","v":0},{"$f":"Summary!$D$8*(K651*F651*'Average Project Size'!$F$6+L651*G651*'Average Project Size'!$F$7+M651*H651*'Average Project Size'!$F$8+N651*I651*'Average Project Size'!$F$10+O651*J651*'Average Project Size'!$F$9)/1000","v":0}]
[null,{"$f":"'Peak Identification'!B650","v":"MCRN T-134"},{"$f":"'Peak Identification'!D650","v":"S"},{"$f":"'Peak Identification'!E650","v":0},{"$f":"VLOOKUP($D652,'DER Output'!$S$17:$X$41,6,FALSE)","v":0},{"$f":"IF($C652=\"S\",VLOOKUP($D652,'DER Output'!$S$18:$W$41,2,FALSE),VLOOKUP($D652,'DER Output'!$S$18:$W$41,3,FALSE))","v":5.9141103405834004E-4},{"$f":"IF($C652=\"S\",VLOOKUP($D652,'DER Output'!$S$18:$W$41,4,FALSE),VLOOKUP($D652,'DER Output'!$S$18:$W$41,5,FALSE))","v":5.9141103405834004E-4},{"$f":"IF($C652=\"S\",VLOOKUP($D652,'DER Output'!$S$18:$W$41,4,FALSE),VLOOKUP($D652,'DER Output'!$S$18:$W$41,5,FALSE))","v":5.9141103405834004E-4},{"$f":"IF($C652=\"S\",VLOOKUP($D652,'DER Output'!$S$18:$W$41,4,FALSE),VLOOKUP($D652,'DER Output'!$S$18:$W$41,5,FALSE))","v":5.9141103405834004E-4},{"$f":"IF($C652=\"S\",VLOOKUP($D652,'DER Output'!$S$18:$W$41,4,FALSE),VLOOKUP($D652,'DER Output'!$S$18:$W$41,5,FALSE))","v":5.9141103405834004E-4},{"$f":"IFERROR(IF(OR(C652=\"S\",C652=\"D\"),VLOOKUP(B652,'Seasonal Customer Count'!$B:$I,4,FALSE),IF(C652=\"W\",VLOOKUP(B652,'Seasonal Customer Count'!$B:$P,12,FALSE),\"Check\")),0)","v":0},{"$f":"IFERROR(IF(OR(C652=\"S\",C652=\"D\"),VLOOKUP(B652,'Seasonal Customer Count'!$B:$P,5,FALSE),IF(C652=\"W\",VLOOKUP(B652,'Seasonal Customer Count'!$B:$P,13,FALSE),\"Check\")),0)","v":0},{"$f":"IFERROR(IF(OR(C652=\"S\",C652=\"D\"),VLOOKUP(B652,'Seasonal Customer Count'!$B:$P,6,FALSE),IF(C652=\"W\",VLOOKUP(B652,'Seasonal Customer Count'!$B:$P,14,FALSE),\"Check\")),0)","v":0},{"$f":"IFERROR(IF(OR(C652=\"S\",C652=\"D\"),VLOOKUP(B652,'Seasonal Customer Count'!$B:$P,7,FALSE),IF(C652=\"W\",VLOOKUP(B652,'Seasonal Customer Count'!$B:$P,15,FALSE),\"Check\")),0)","v":0},{"$f":"IFERROR(IF(OR(C652=\"S\",C652=\"D\"),VLOOKUP(B652,'Seasonal Customer Count'!$B:$P,8,FALSE),IF(C652=\"W\",VLOOKUP(B652,'Seasonal Customer Count'!$B:$P,16,FALSE),\"Check\")),0)","v":0},{"$f":"Summary!$D$8*(K652*'Average Project Size'!$F$6+L652*'Average Project Size'!$F$7+M652*'Average Project Size'!$F$8+N652*'Average Project Size'!$F$10+O652*'Average Project Size'!$F$9)/1000","v":0},{"$f":"Summary!$D$8*(K652*F652*'Average Project Size'!$F$6+L652*G652*'Average Project Size'!$F$7+M652*H652*'Average Project Size'!$F$8+N652*I652*'Average Project Size'!$F$10+O652*J652*'Average Project Size'!$F$9)/1000","v":0}]
[null,{"$f":"'Peak Identification'!B651","v":"MDRS11"},{"$f":"'Peak Identification'!D651","v":"S"},{"$f":"'Peak Identification'!E651","v":17},{"$f":"VLOOKUP($D653,'DER Output'!$S$17:$X$41,6,FALSE)","v":0.19174838710475617},{"$f":"IF($C653=\"S\",VLOOKUP($D653,'DER Output'!$S$18:$W$41,2,FALSE),VLOOKUP($D653,'DER Output'!$S$18:$W$41,3,FALSE))","v":0.30300399777640191},{"$f":"IF($C653=\"S\",VLOOKUP($D653,'DER Output'!$S$18:$W$41,4,FALSE),VLOOKUP($D653,'DER Output'!$S$18:$W$41,5,FALSE))","v":0.30300399777640191},{"$f":"IF($C653=\"S\",VLOOKUP($D653,'DER Output'!$S$18:$W$41,4,FALSE),VLOOKUP($D653,'DER Output'!$S$18:$W$41,5,FALSE))","v":0.30300399777640191},{"$f":"IF($C653=\"S\",VLOOKUP($D653,'DER Output'!$S$18:$W$41,4,FALSE),VLOOKUP($D653,'DER Output'!$S$18:$W$41,5,FALSE))","v":0.30300399777640191},{"$f":"IF($C653=\"S\",VLOOKUP($D653,'DER Output'!$S$18:$W$41,4,FALSE),VLOOKUP($D653,'DER Output'!$S$18:$W$41,5,FALSE))","v":0.30300399777640191},{"$f":"IFERROR(IF(OR(C653=\"S\",C653=\"D\"),VLOOKUP(B653,'Seasonal Customer Count'!$B:$I,4,FALSE),IF(C653=\"W\",VLOOKUP(B653,'Seasonal Customer Count'!$B:$P,12,FALSE),\"Check\")),0)","v":214},{"$f":"IFERROR(IF(OR(C653=\"S\",C653=\"D\"),VLOOKUP(B653,'Seasonal Customer Count'!$B:$P,5,FALSE),IF(C653=\"W\",VLOOKUP(B653,'Seasonal Customer Count'!$B:$P,13,FALSE),\"Check\")),0)","v":10},{"$f":"IFERROR(IF(OR(C653=\"S\",C653=\"D\"),VLOOKUP(B653,'Seasonal Customer Count'!$B:$P,6,FALSE),IF(C653=\"W\",VLOOKUP(B653,'Seasonal Customer Count'!$B:$P,14,FALSE),\"Check\")),0)","v":18},{"$f":"IFERROR(IF(OR(C653=\"S\",C653=\"D\"),VLOOKUP(B653,'Seasonal Customer Count'!$B:$P,7,FALSE),IF(C653=\"W\",VLOOKUP(B653,'Seasonal Customer Count'!$B:$P,15,FALSE),\"Check\")),0)","v":0},{"$f":"IFERROR(IF(OR(C653=\"S\",C653=\"D\"),VLOOKUP(B653,'Seasonal Customer Count'!$B:$P,8,FALSE),IF(C653=\"W\",VLOOKUP(B653,'Seasonal Customer Count'!$B:$P,16,FALSE),\"Check\")),0)","v":4},{"$f":"Summary!$D$8*(K653*'Average Project Size'!$F$6+L653*'Average Project Size'!$F$7+M653*'Average Project Size'!$F$8+N653*'Average Project Size'!$F$10+O653*'Average Project Size'!$F$9)/1000","v":1.4879210305027563E-2},{"$f":"Summary!$D$8*(K653*F653*'Average Project Size'!$F$6+L653*G653*'Average Project Size'!$F$7+M653*H653*'Average Project Size'!$F$8+N653*I653*'Average Project Size'!$F$10+O653*J653*'Average Project Size'!$F$9)/1000","v":4.5084602061791889E-3}]
[null,{"$f":"'Peak Identification'!B652","v":"MDRS12"},{"$f":"'Peak Identification'!D652","v":"S"},{"$f":"'Peak Identification'!E652","v":17},{"$f":"VLOOKUP($D654,'DER Output'!$S$17:$X$41,6,FALSE)","v":0.19174838710475617},{"$f":"IF($C654=\"S\",VLOOKUP($D654,'DER Output'!$S$18:$W$41,2,FALSE),VLOOKUP($D654,'DER Output'!$S$18:$W$41,3,FALSE))","v":0.30300399777640191},{"$f":"IF($C654=\"S\",VLOOKUP($D654,'DER Output'!$S$18:$W$41,4,FALSE),VLOOKUP($D654,'DER Output'!$S$18:$W$41,5,FALSE))","v":0.30300399777640191},{"$f":"IF($C654=\"S\",VLOOKUP($D654,'DER Output'!$S$18:$W$41,4,FALSE),VLOOKUP($D654,'DER Output'!$S$18:$W$41,5,FALSE))","v":0.30300399777640191},{"$f":"IF($C654=\"S\",VLOOKUP($D654,'DER Output'!$S$18:$W$41,4,FALSE),VLOOKUP($D654,'DER Output'!$S$18:$W$41,5,FALSE))","v":0.30300399777640191},{"$f":"IF($C654=\"S\",VLOOKUP($D654,'DER Output'!$S$18:$W$41,4,FALSE),VLOOKUP($D654,'DER Output'!$S$18:$W$41,5,FALSE))","v":0.30300399777640191},{"$f":"IFERROR(IF(OR(C654=\"S\",C654=\"D\"),VLOOKUP(B654,'Seasonal Customer Count'!$B:$I,4,FALSE),IF(C654=\"W\",VLOOKUP(B654,'Seasonal Customer Count'!$B:$P,12,FALSE),\"Check\")),0)","v":1760},{"$f":"IFERROR(IF(OR(C654=\"S\",C654=\"D\"),VLOOKUP(B654,'Seasonal Customer Count'!$B:$P,5,FALSE),IF(C654=\"W\",VLOOKUP(B654,'Seasonal Customer Count'!$B:$P,13,FALSE),\"Check\")),0)","v":21},{"$f":"IFERROR(IF(OR(C654=\"S\",C654=\"D\"),VLOOKUP(B654,'Seasonal Customer Count'!$B:$P,6,FALSE),IF(C654=\"W\",VLOOKUP(B654,'Seasonal Customer Count'!$B:$P,14,FALSE),\"Check\")),0)","v":25},{"$f":"IFERROR(IF(OR(C654=\"S\",C654=\"D\"),VLOOKUP(B654,'Seasonal Customer Count'!$B:$P,7,FALSE),IF(C654=\"W\",VLOOKUP(B654,'Seasonal Customer Count'!$B:$P,15,FALSE),\"Check\")),0)","v":0},{"$f":"IFERROR(IF(OR(C654=\"S\",C654=\"D\"),VLOOKUP(B654,'Seasonal Customer Count'!$B:$P,8,FALSE),IF(C654=\"W\",VLOOKUP(B654,'Seasonal Customer Count'!$B:$P,16,FALSE),\"Check\")),0)","v":1},{"$f":"Summary!$D$8*(K654*'Average Project Size'!$F$6+L654*'Average Project Size'!$F$7+M654*'Average Project Size'!$F$8+N654*'Average Project Size'!$F$10+O654*'Average Project Size'!$F$9)/1000","v":7.6431266784534616E-2},{"$f":"Summary!$D$8*(K654*F654*'Average Project Size'!$F$6+L654*G654*'Average Project Size'!$F$7+M654*H654*'Average Project Size'!$F$8+N654*I654*'Average Project Size'!$F$10+O654*J654*'Average Project Size'!$F$9)/1000","v":2.3158979390828713E-2}]
[null,{"$f":"'Peak Identification'!B653","v":"MDRS13"},{"$f":"'Peak Identification'!D653","v":"S"},{"$f":"'Peak Identification'!E653","v":18},{"$f":"VLOOKUP($D655,'DER Output'!$S$17:$X$41,6,FALSE)","v":0.16032398020038169},{"$f":"IF($C655=\"S\",VLOOKUP($D655,'DER Output'!$S$18:$W$41,2,FALSE),VLOOKUP($D655,'DER Output'!$S$18:$W$41,3,FALSE))","v":0.17224423800777711},{"$f":"IF($C655=\"S\",VLOOKUP($D655,'DER Output'!$S$18:$W$41,4,FALSE),VLOOKUP($D655,'DER Output'!$S$18:$W$41,5,FALSE))","v":0.17224423800777711},{"$f":"IF($C655=\"S\",VLOOKUP($D655,'DER Output'!$S$18:$W$41,4,FALSE),VLOOKUP($D655,'DER Output'!$S$18:$W$41,5,FALSE))","v":0.17224423800777711},{"$f":"IF($C655=\"S\",VLOOKUP($D655,'DER Output'!$S$18:$W$41,4,FALSE),VLOOKUP($D655,'DER Output'!$S$18:$W$41,5,FALSE))","v":0.17224423800777711},{"$f":"IF($C655=\"S\",VLOOKUP($D655,'DER Output'!$S$18:$W$41,4,FALSE),VLOOKUP($D655,'DER Output'!$S$18:$W$41,5,FALSE))","v":0.17224423800777711},{"$f":"IFERROR(IF(OR(C655=\"S\",C655=\"D\"),VLOOKUP(B655,'Seasonal Customer Count'!$B:$I,4,FALSE),IF(C655=\"W\",VLOOKUP(B655,'Seasonal Customer Count'!$B:$P,12,FALSE),\"Check\")),0)","v":1359},{"$f":"IFERROR(IF(OR(C655=\"S\",C655=\"D\"),VLOOKUP(B655,'Seasonal Customer Count'!$B:$P,5,FALSE),IF(C655=\"W\",VLOOKUP(B655,'Seasonal Customer Count'!$B:$P,13,FALSE),\"Check\")),0)","v":25},{"$f":"IFERROR(IF(OR(C655=\"S\",C655=\"D\"),VLOOKUP(B655,'Seasonal Customer Count'!$B:$P,6,FALSE),IF(C655=\"W\",VLOOKUP(B655,'Seasonal Customer Count'!$B:$P,14,FALSE),\"Check\")),0)","v":22},{"$f":"IFERROR(IF(OR(C655=\"S\",C655=\"D\"),VLOOKUP(B655,'Seasonal Customer Count'!$B:$P,7,FALSE),IF(C655=\"W\",VLOOKUP(B655,'Seasonal Customer Count'!$B:$P,15,FALSE),\"Check\")),0)","v":0},{"$f":"IFERROR(IF(OR(C655=\"S\",C655=\"D\"),VLOOKUP(B655,'Seasonal Customer Count'!$B:$P,8,FALSE),IF(C655=\"W\",VLOOKUP(B655,'Seasonal Customer Count'!$B:$P,16,FALSE),\"Check\")),0)","v":9},{"$f":"Summary!$D$8*(K655*'Average Project Size'!$F$6+L655*'Average Project Size'!$F$7+M655*'Average Project Size'!$F$8+N655*'Average Project Size'!$F$10+O655*'Average Project Size'!$F$9)/1000","v":6.5358237326318416E-2},{"$f":"Summary!$D$8*(K655*F655*'Average Project Size'!$F$6+L655*G655*'Average Project Size'!$F$7+M655*H655*'Average Project Size'!$F$8+N655*I655*'Average Project Size'!$F$10+O655*J655*'Average Project Size'!$F$9)/1000","v":1.1257579785803173E-2}]
[null,{"$f":"'Peak Identification'!B654","v":"MDRS14"},{"$f":"'Peak Identification'!D654","v":"S"},{"$f":"'Peak Identification'!E654","v":17},{"$f":"VLOOKUP($D656,'DER Output'!$S$17:$X$41,6,FALSE)","v":0.19174838710475617},{"$f":"IF($C656=\"S\",VLOOKUP($D656,'DER Output'!$S$18:$W$41,2,FALSE),VLOOKUP($D656,'DER Output'!$S$18:$W$41,3,FALSE))","v":0.30300399777640191},{"$f":"IF($C656=\"S\",VLOOKUP($D656,'DER Output'!$S$18:$W$41,4,FALSE),VLOOKUP($D656,'DER Output'!$S$18:$W$41,5,FALSE))","v":0.30300399777640191},{"$f":"IF($C656=\"S\",VLOOKUP($D656,'DER Output'!$S$18:$W$41,4,FALSE),VLOOKUP($D656,'DER Output'!$S$18:$W$41,5,FALSE))","v":0.30300399777640191},{"$f":"IF($C656=\"S\",VLOOKUP($D656,'DER Output'!$S$18:$W$41,4,FALSE),VLOOKUP($D656,'DER Output'!$S$18:$W$41,5,FALSE))","v":0.30300399777640191},{"$f":"IF($C656=\"S\",VLOOKUP($D656,'DER Output'!$S$18:$W$41,4,FALSE),VLOOKUP($D656,'DER Output'!$S$18:$W$41,5,FALSE))","v":0.30300399777640191},{"$f":"IFERROR(IF(OR(C656=\"S\",C656=\"D\"),VLOOKUP(B656,'Seasonal Customer Count'!$B:$I,4,FALSE),IF(C656=\"W\",VLOOKUP(B656,'Seasonal Customer Count'!$B:$P,12,FALSE),\"Check\")),0)","v":1655},{"$f":"IFERROR(IF(OR(C656=\"S\",C656=\"D\"),VLOOKUP(B656,'Seasonal Customer Count'!$B:$P,5,FALSE),IF(C656=\"W\",VLOOKUP(B656,'Seasonal Customer Count'!$B:$P,13,FALSE),\"Check\")),0)","v":30},{"$f":"IFERROR(IF(OR(C656=\"S\",C656=\"D\"),VLOOKUP(B656,'Seasonal Customer Count'!$B:$P,6,FALSE),IF(C656=\"W\",VLOOKUP(B656,'Seasonal Customer Count'!$B:$P,14,FALSE),\"Check\")),0)","v":21},{"$f":"IFERROR(IF(OR(C656=\"S\",C656=\"D\"),VLOOKUP(B656,'Seasonal Customer Count'!$B:$P,7,FALSE),IF(C656=\"W\",VLOOKUP(B656,'Seasonal Customer Count'!$B:$P,15,FALSE),\"Check\")),0)","v":0},{"$f":"IFERROR(IF(OR(C656=\"S\",C656=\"D\"),VLOOKUP(B656,'Seasonal Customer Count'!$B:$P,8,FALSE),IF(C656=\"W\",VLOOKUP(B656,'Seasonal Customer Count'!$B:$P,16,FALSE),\"Check\")),0)","v":10},{"$f":"Summary!$D$8*(K656*'Average Project Size'!$F$6+L656*'Average Project Size'!$F$7+M656*'Average Project Size'!$F$8+N656*'Average Project Size'!$F$10+O656*'Average Project Size'!$F$9)/1000","v":7.7954242048745806E-2},{"$f":"Summary!$D$8*(K656*F656*'Average Project Size'!$F$6+L656*G656*'Average Project Size'!$F$7+M656*H656*'Average Project Size'!$F$8+N656*I656*'Average Project Size'!$F$10+O656*J656*'Average Project Size'!$F$9)/1000","v":2.3620446984399277E-2}]
[null,{"$f":"'Peak Identification'!B655","v":"MDRS15"},{"$f":"'Peak Identification'!D655","v":"S"},{"$f":"'Peak Identification'!E655","v":18},{"$f":"VLOOKUP($D657,'DER Output'!$S$17:$X$41,6,FALSE)","v":0.16032398020038169},{"$f":"IF($C657=\"S\",VLOOKUP($D657,'DER Output'!$S$18:$W$41,2,FALSE),VLOOKUP($D657,'DER Output'!$S$18:$W$41,3,FALSE))","v":0.17224423800777711},{"$f":"IF($C657=\"S\",VLOOKUP($D657,'DER Output'!$S$18:$W$41,4,FALSE),VLOOKUP($D657,'DER Output'!$S$18:$W$41,5,FALSE))","v":0.17224423800777711},{"$f":"IF($C657=\"S\",VLOOKUP($D657,'DER Output'!$S$18:$W$41,4,FALSE),VLOOKUP($D657,'DER Output'!$S$18:$W$41,5,FALSE))","v":0.17224423800777711},{"$f":"IF($C657=\"S\",VLOOKUP($D657,'DER Output'!$S$18:$W$41,4,FALSE),VLOOKUP($D657,'DER Output'!$S$18:$W$41,5,FALSE))","v":0.17224423800777711},{"$f":"IF($C657=\"S\",VLOOKUP($D657,'DER Output'!$S$18:$W$41,4,FALSE),VLOOKUP($D657,'DER Output'!$S$18:$W$41,5,FALSE))","v":0.17224423800777711},{"$f":"IFERROR(IF(OR(C657=\"S\",C657=\"D\"),VLOOKUP(B657,'Seasonal Customer Count'!$B:$I,4,FALSE),IF(C657=\"W\",VLOOKUP(B657,'Seasonal Customer Count'!$B:$P,12,FALSE),\"Check\")),0)","v":0},{"$f":"IFERROR(IF(OR(C657=\"S\",C657=\"D\"),VLOOKUP(B657,'Seasonal Customer Count'!$B:$P,5,FALSE),IF(C657=\"W\",VLOOKUP(B657,'Seasonal Customer Count'!$B:$P,13,FALSE),\"Check\")),0)","v":0},{"$f":"IFERROR(IF(OR(C657=\"S\",C657=\"D\"),VLOOKUP(B657,'Seasonal Customer Count'!$B:$P,6,FALSE),IF(C657=\"W\",VLOOKUP(B657,'Seasonal Customer Count'!$B:$P,14,FALSE),\"Check\")),0)","v":0},{"$f":"IFERROR(IF(OR(C657=\"S\",C657=\"D\"),VLOOKUP(B657,'Seasonal Customer Count'!$B:$P,7,FALSE),IF(C657=\"W\",VLOOKUP(B657,'Seasonal Customer Count'!$B:$P,15,FALSE),\"Check\")),0)","v":0},{"$f":"IFERROR(IF(OR(C657=\"S\",C657=\"D\"),VLOOKUP(B657,'Seasonal Customer Count'!$B:$P,8,FALSE),IF(C657=\"W\",VLOOKUP(B657,'Seasonal Customer Count'!$B:$P,16,FALSE),\"Check\")),0)","v":0},{"$f":"Summary!$D$8*(K657*'Average Project Size'!$F$6+L657*'Average Project Size'!$F$7+M657*'Average Project Size'!$F$8+N657*'Average Project Size'!$F$10+O657*'Average Project Size'!$F$9)/1000","v":0},{"$f":"Summary!$D$8*(K657*F657*'Average Project Size'!$F$6+L657*G657*'Average Project Size'!$F$7+M657*H657*'Average Project Size'!$F$8+N657*I657*'Average Project Size'!$F$10+O657*J657*'Average Project Size'!$F$9)/1000","v":0}]
[null,{"$f":"'Peak Identification'!B656","v":"MDRS16"},{"$f":"'Peak Identification'!D656","v":"S"},{"$f":"'Peak Identification'!E656","v":12},{"$f":"VLOOKUP($D658,'DER Output'!$S$17:$X$41,6,FALSE)","v":0},{"$f":"IF($C658=\"S\",VLOOKUP($D658,'DER Output'!$S$18:$W$41,2,FALSE),VLOOKUP($D658,'DER Output'!$S$18:$W$41,3,FALSE))","v":0.68105753758026133},{"$f":"IF($C658=\"S\",VLOOKUP($D658,'DER Output'!$S$18:$W$41,4,FALSE),VLOOKUP($D658,'DER Output'!$S$18:$W$41,5,FALSE))","v":0.68105753758026133},{"$f":"IF($C658=\"S\",VLOOKUP($D658,'DER Output'!$S$18:$W$41,4,FALSE),VLOOKUP($D658,'DER Output'!$S$18:$W$41,5,FALSE))","v":0.68105753758026133},{"$f":"IF($C658=\"S\",VLOOKUP($D658,'DER Output'!$S$18:$W$41,4,FALSE),VLOOKUP($D658,'DER Output'!$S$18:$W$41,5,FALSE))","v":0.68105753758026133},{"$f":"IF($C658=\"S\",VLOOKUP($D658,'DER Output'!$S$18:$W$41,4,FALSE),VLOOKUP($D658,'DER Output'!$S$18:$W$41,5,FALSE))","v":0.68105753758026133},{"$f":"IFERROR(IF(OR(C658=\"S\",C658=\"D\"),VLOOKUP(B658,'Seasonal Customer Count'!$B:$I,4,FALSE),IF(C658=\"W\",VLOOKUP(B658,'Seasonal Customer Count'!$B:$P,12,FALSE),\"Check\")),0)","v":0},{"$f":"IFERROR(IF(OR(C658=\"S\",C658=\"D\"),VLOOKUP(B658,'Seasonal Customer Count'!$B:$P,5,FALSE),IF(C658=\"W\",VLOOKUP(B658,'Seasonal Customer Count'!$B:$P,13,FALSE),\"Check\")),0)","v":0},{"$f":"IFERROR(IF(OR(C658=\"S\",C658=\"D\"),VLOOKUP(B658,'Seasonal Customer Count'!$B:$P,6,FALSE),IF(C658=\"W\",VLOOKUP(B658,'Seasonal Customer Count'!$B:$P,14,FALSE),\"Check\")),0)","v":0},{"$f":"IFERROR(IF(OR(C658=\"S\",C658=\"D\"),VLOOKUP(B658,'Seasonal Customer Count'!$B:$P,7,FALSE),IF(C658=\"W\",VLOOKUP(B658,'Seasonal Customer Count'!$B:$P,15,FALSE),\"Check\")),0)","v":0},{"$f":"IFERROR(IF(OR(C658=\"S\",C658=\"D\"),VLOOKUP(B658,'Seasonal Customer Count'!$B:$P,8,FALSE),IF(C658=\"W\",VLOOKUP(B658,'Seasonal Customer Count'!$B:$P,16,FALSE),\"Check\")),0)","v":0},{"$f":"Summary!$D$8*(K658*'Average Project Size'!$F$6+L658*'Average Project Size'!$F$7+M658*'Average Project Size'!$F$8+N658*'Average Project Size'!$F$10+O658*'Average Project Size'!$F$9)/1000","v":0},{"$f":"Summary!$D$8*(K658*F658*'Average Project Size'!$F$6+L658*G658*'Average Project Size'!$F$7+M658*H658*'Average Project Size'!$F$8+N658*I658*'Average Project Size'!$F$10+O658*J658*'Average Project Size'!$F$9)/1000","v":0}]
[null,{"$f":"'Peak Identification'!B657","v":"MDRS17"},{"$f":"'Peak Identification'!D657","v":"S"},{"$f":"'Peak Identification'!E657","v":12},{"$f":"VLOOKUP($D659,'DER Output'!$S$17:$X$41,6,FALSE)","v":0},{"$f":"IF($C659=\"S\",VLOOKUP($D659,'DER Output'!$S$18:$W$41,2,FALSE),VLOOKUP($D659,'DER Output'!$S$18:$W$41,3,FALSE))","v":0.68105753758026133},{"$f":"IF($C659=\"S\",VLOOKUP($D659,'DER Output'!$S$18:$W$41,4,FALSE),VLOOKUP($D659,'DER Output'!$S$18:$W$41,5,FALSE))","v":0.68105753758026133},{"$f":"IF($C659=\"S\",VLOOKUP($D659,'DER Output'!$S$18:$W$41,4,FALSE),VLOOKUP($D659,'DER Output'!$S$18:$W$41,5,FALSE))","v":0.68105753758026133},{"$f":"IF($C659=\"S\",VLOOKUP($D659,'DER Output'!$S$18:$W$41,4,FALSE),VLOOKUP($D659,'DER Output'!$S$18:$W$41,5,FALSE))","v":0.68105753758026133},{"$f":"IF($C659=\"S\",VLOOKUP($D659,'DER Output'!$S$18:$W$41,4,FALSE),VLOOKUP($D659,'DER Output'!$S$18:$W$41,5,FALSE))","v":0.68105753758026133},{"$f":"IFERROR(IF(OR(C659=\"S\",C659=\"D\"),VLOOKUP(B659,'Seasonal Customer Count'!$B:$I,4,FALSE),IF(C659=\"W\",VLOOKUP(B659,'Seasonal Customer Count'!$B:$P,12,FALSE),\"Check\")),0)","v":0},{"$f":"IFERROR(IF(OR(C659=\"S\",C659=\"D\"),VLOOKUP(B659,'Seasonal Customer Count'!$B:$P,5,FALSE),IF(C659=\"W\",VLOOKUP(B659,'Seasonal Customer Count'!$B:$P,13,FALSE),\"Check\")),0)","v":0},{"$f":"IFERROR(IF(OR(C659=\"S\",C659=\"D\"),VLOOKUP(B659,'Seasonal Customer Count'!$B:$P,6,FALSE),IF(C659=\"W\",VLOOKUP(B659,'Seasonal Customer Count'!$B:$P,14,FALSE),\"Check\")),0)","v":0},{"$f":"IFERROR(IF(OR(C659=\"S\",C659=\"D\"),VLOOKUP(B659,'Seasonal Customer Count'!$B:$P,7,FALSE),IF(C659=\"W\",VLOOKUP(B659,'Seasonal Customer Count'!$B:$P,15,FALSE),\"Check\")),0)","v":0},{"$f":"IFERROR(IF(OR(C659=\"S\",C659=\"D\"),VLOOKUP(B659,'Seasonal Customer Count'!$B:$P,8,FALSE),IF(C659=\"W\",VLOOKUP(B659,'Seasonal Customer Count'!$B:$P,16,FALSE),\"Check\")),0)","v":0},{"$f":"Summary!$D$8*(K659*'Average Project Size'!$F$6+L659*'Average Project Size'!$F$7+M659*'Average Project Size'!$F$8+N659*'Average Project Size'!$F$10+O659*'Average Project Size'!$F$9)/1000","v":0},{"$f":"Summary!$D$8*(K659*F659*'Average Project Size'!$F$6+L659*G659*'Average Project Size'!$F$7+M659*H659*'Average Project Size'!$F$8+N659*I659*'Average Project Size'!$F$10+O659*J659*'Average Project Size'!$F$9)/1000","v":0}]
[null,{"$f":"'Peak Identification'!B658","v":"MDRS T-131"},{"$f":"'Peak Identification'!D658","v":"S"},{"$f":"'Peak Identification'!E658","v":17},{"$f":"VLOOKUP($D660,'DER Output'!$S$17:$X$41,6,FALSE)","v":0.19174838710475617},{"$f":"IF($C660=\"S\",VLOOKUP($D660,'DER Output'!$S$18:$W$41,2,FALSE),VLOOKUP($D660,'DER Output'!$S$18:$W$41,3,FALSE))","v":0.30300399777640191},{"$f":"IF($C660=\"S\",VLOOKUP($D660,'DER Output'!$S$18:$W$41,4,FALSE),VLOOKUP($D660,'DER Output'!$S$18:$W$41,5,FALSE))","v":0.30300399777640191},{"$f":"IF($C660=\"S\",VLOOKUP($D660,'DER Output'!$S$18:$W$41,4,FALSE),VLOOKUP($D660,'DER Output'!$S$18:$W$41,5,FALSE))","v":0.30300399777640191},{"$f":"IF($C660=\"S\",VLOOKUP($D660,'DER Output'!$S$18:$W$41,4,FALSE),VLOOKUP($D660,'DER Output'!$S$18:$W$41,5,FALSE))","v":0.30300399777640191},{"$f":"IF($C660=\"S\",VLOOKUP($D660,'DER Output'!$S$18:$W$41,4,FALSE),VLOOKUP($D660,'DER Output'!$S$18:$W$41,5,FALSE))","v":0.30300399777640191},{"$f":"IFERROR(IF(OR(C660=\"S\",C660=\"D\"),VLOOKUP(B660,'Seasonal Customer Count'!$B:$I,4,FALSE),IF(C660=\"W\",VLOOKUP(B660,'Seasonal Customer Count'!$B:$P,12,FALSE),\"Check\")),0)","v":4988},{"$f":"IFERROR(IF(OR(C660=\"S\",C660=\"D\"),VLOOKUP(B660,'Seasonal Customer Count'!$B:$P,5,FALSE),IF(C660=\"W\",VLOOKUP(B660,'Seasonal Customer Count'!$B:$P,13,FALSE),\"Check\")),0)","v":86},{"$f":"IFERROR(IF(OR(C660=\"S\",C660=\"D\"),VLOOKUP(B660,'Seasonal Customer Count'!$B:$P,6,FALSE),IF(C660=\"W\",VLOOKUP(B660,'Seasonal Customer Count'!$B:$P,14,FALSE),\"Check\")),0)","v":86},{"$f":"IFERROR(IF(OR(C660=\"S\",C660=\"D\"),VLOOKUP(B660,'Seasonal Customer Count'!$B:$P,7,FALSE),IF(C660=\"W\",VLOOKUP(B660,'Seasonal Customer Count'!$B:$P,15,FALSE),\"Check\")),0)","v":0},{"$f":"IFERROR(IF(OR(C660=\"S\",C660=\"D\"),VLOOKUP(B660,'Seasonal Customer Count'!$B:$P,8,FALSE),IF(C660=\"W\",VLOOKUP(B660,'Seasonal Customer Count'!$B:$P,16,FALSE),\"Check\")),0)","v":24},{"$f":"Summary!$D$8*(K660*'Average Project Size'!$F$6+L660*'Average Project Size'!$F$7+M660*'Average Project Size'!$F$8+N660*'Average Project Size'!$F$10+O660*'Average Project Size'!$F$9)/1000","v":0.23462295646462639},{"$f":"Summary!$D$8*(K660*F660*'Average Project Size'!$F$6+L660*G660*'Average Project Size'!$F$7+M660*H660*'Average Project Size'!$F$8+N660*I660*'Average Project Size'!$F$10+O660*J660*'Average Project Size'!$F$9)/1000","v":7.1091693778900497E-2}]
[null,{"$f":"'Peak Identification'!B659","v":"MDRT11"},{"$f":"'Peak Identification'!D659","v":"S"},{"$f":"'Peak Identification'!E659","v":18},{"$f":"VLOOKUP($D661,'DER Output'!$S$17:$X$41,6,FALSE)","v":0.16032398020038169},{"$f":"IF($C661=\"S\",VLOOKUP($D661,'DER Output'!$S$18:$W$41,2,FALSE),VLOOKUP($D661,'DER Output'!$S$18:$W$41,3,FALSE))","v":0.17224423800777711},{"$f":"IF($C661=\"S\",VLOOKUP($D661,'DER Output'!$S$18:$W$41,4,FALSE),VLOOKUP($D661,'DER Output'!$S$18:$W$41,5,FALSE))","v":0.17224423800777711},{"$f":"IF($C661=\"S\",VLOOKUP($D661,'DER Output'!$S$18:$W$41,4,FALSE),VLOOKUP($D661,'DER Output'!$S$18:$W$41,5,FALSE))","v":0.17224423800777711},{"$f":"IF($C661=\"S\",VLOOKUP($D661,'DER Output'!$S$18:$W$41,4,FALSE),VLOOKUP($D661,'DER Output'!$S$18:$W$41,5,FALSE))","v":0.17224423800777711},{"$f":"IF($C661=\"S\",VLOOKUP($D661,'DER Output'!$S$18:$W$41,4,FALSE),VLOOKUP($D661,'DER Output'!$S$18:$W$41,5,FALSE))","v":0.17224423800777711},{"$f":"IFERROR(IF(OR(C661=\"S\",C661=\"D\"),VLOOKUP(B661,'Seasonal Customer Count'!$B:$I,4,FALSE),IF(C661=\"W\",VLOOKUP(B661,'Seasonal Customer Count'!$B:$P,12,FALSE),\"Check\")),0)","v":0},{"$f":"IFERROR(IF(OR(C661=\"S\",C661=\"D\"),VLOOKUP(B661,'Seasonal Customer Count'!$B:$P,5,FALSE),IF(C661=\"W\",VLOOKUP(B661,'Seasonal Customer Count'!$B:$P,13,FALSE),\"Check\")),0)","v":0},{"$f":"IFERROR(IF(OR(C661=\"S\",C661=\"D\"),VLOOKUP(B661,'Seasonal Customer Count'!$B:$P,6,FALSE),IF(C661=\"W\",VLOOKUP(B661,'Seasonal Customer Count'!$B:$P,14,FALSE),\"Check\")),0)","v":0},{"$f":"IFERROR(IF(OR(C661=\"S\",C661=\"D\"),VLOOKUP(B661,'Seasonal Customer Count'!$B:$P,7,FALSE),IF(C661=\"W\",VLOOKUP(B661,'Seasonal Customer Count'!$B:$P,15,FALSE),\"Check\")),0)","v":0},{"$f":"IFERROR(IF(OR(C661=\"S\",C661=\"D\"),VLOOKUP(B661,'Seasonal Customer Count'!$B:$P,8,FALSE),IF(C661=\"W\",VLOOKUP(B661,'Seasonal Customer Count'!$B:$P,16,FALSE),\"Check\")),0)","v":0},{"$f":"Summary!$D$8*(K661*'Average Project Size'!$F$6+L661*'Average Project Size'!$F$7+M661*'Average Project Size'!$F$8+N661*'Average Project Size'!$F$10+O661*'Average Project Size'!$F$9)/1000","v":0},{"$f":"Summary!$D$8*(K661*F661*'Average Project Size'!$F$6+L661*G661*'Average Project Size'!$F$7+M661*H661*'Average Project Size'!$F$8+N661*I661*'Average Project Size'!$F$10+O661*J661*'Average Project Size'!$F$9)/1000","v":0}]
[null,{"$f":"'Peak Identification'!B660","v":"MDRT12"},{"$f":"'Peak Identification'!D660","v":"S"},{"$f":"'Peak Identification'!E660","v":16},{"$f":"VLOOKUP($D662,'DER Output'!$S$17:$X$41,6,FALSE)","v":0.22644022312513051},{"$f":"IF($C662=\"S\",VLOOKUP($D662,'DER Output'!$S$18:$W$41,2,FALSE),VLOOKUP($D662,'DER Output'!$S$18:$W$41,3,FALSE))","v":0.44781407722569133},{"$f":"IF($C662=\"S\",VLOOKUP($D662,'DER Output'!$S$18:$W$41,4,FALSE),VLOOKUP($D662,'DER Output'!$S$18:$W$41,5,FALSE))","v":0.44781407722569133},{"$f":"IF($C662=\"S\",VLOOKUP($D662,'DER Output'!$S$18:$W$41,4,FALSE),VLOOKUP($D662,'DER Output'!$S$18:$W$41,5,FALSE))","v":0.44781407722569133},{"$f":"IF($C662=\"S\",VLOOKUP($D662,'DER Output'!$S$18:$W$41,4,FALSE),VLOOKUP($D662,'DER Output'!$S$18:$W$41,5,FALSE))","v":0.44781407722569133},{"$f":"IF($C662=\"S\",VLOOKUP($D662,'DER Output'!$S$18:$W$41,4,FALSE),VLOOKUP($D662,'DER Output'!$S$18:$W$41,5,FALSE))","v":0.44781407722569133},{"$f":"IFERROR(IF(OR(C662=\"S\",C662=\"D\"),VLOOKUP(B662,'Seasonal Customer Count'!$B:$I,4,FALSE),IF(C662=\"W\",VLOOKUP(B662,'Seasonal Customer Count'!$B:$P,12,FALSE),\"Check\")),0)","v":0},{"$f":"IFERROR(IF(OR(C662=\"S\",C662=\"D\"),VLOOKUP(B662,'Seasonal Customer Count'!$B:$P,5,FALSE),IF(C662=\"W\",VLOOKUP(B662,'Seasonal Customer Count'!$B:$P,13,FALSE),\"Check\")),0)","v":0},{"$f":"IFERROR(IF(OR(C662=\"S\",C662=\"D\"),VLOOKUP(B662,'Seasonal Customer Count'!$B:$P,6,FALSE),IF(C662=\"W\",VLOOKUP(B662,'Seasonal Customer Count'!$B:$P,14,FALSE),\"Check\")),0)","v":0},{"$f":"IFERROR(IF(OR(C662=\"S\",C662=\"D\"),VLOOKUP(B662,'Seasonal Customer Count'!$B:$P,7,FALSE),IF(C662=\"W\",VLOOKUP(B662,'Seasonal Customer Count'!$B:$P,15,FALSE),\"Check\")),0)","v":0},{"$f":"IFERROR(IF(OR(C662=\"S\",C662=\"D\"),VLOOKUP(B662,'Seasonal Customer Count'!$B:$P,8,FALSE),IF(C662=\"W\",VLOOKUP(B662,'Seasonal Customer Count'!$B:$P,16,FALSE),\"Check\")),0)","v":0},{"$f":"Summary!$D$8*(K662*'Average Project Size'!$F$6+L662*'Average Project Size'!$F$7+M662*'Average Project Size'!$F$8+N662*'Average Project Size'!$F$10+O662*'Average Project Size'!$F$9)/1000","v":0},{"$f":"Summary!$D$8*(K662*F662*'Average Project Size'!$F$6+L662*G662*'Average Project Size'!$F$7+M662*H662*'Average Project Size'!$F$8+N662*I662*'Average Project Size'!$F$10+O662*J662*'Average Project Size'!$F$9)/1000","v":0}]
[null,{"$f":"'Peak Identification'!B661","v":"MDRT13"},{"$f":"'Peak Identification'!D661","v":"S"},{"$f":"'Peak Identification'!E661","v":19},{"$f":"VLOOKUP($D663,'DER Output'!$S$17:$X$41,6,FALSE)","v":0.11066797934994306},{"$f":"IF($C663=\"S\",VLOOKUP($D663,'DER Output'!$S$18:$W$41,2,FALSE),VLOOKUP($D663,'DER Output'!$S$18:$W$41,3,FALSE))","v":7.5840560103576066E-2},{"$f":"IF($C663=\"S\",VLOOKUP($D663,'DER Output'!$S$18:$W$41,4,FALSE),VLOOKUP($D663,'DER Output'!$S$18:$W$41,5,FALSE))","v":7.5840560103576066E-2},{"$f":"IF($C663=\"S\",VLOOKUP($D663,'DER Output'!$S$18:$W$41,4,FALSE),VLOOKUP($D663,'DER Output'!$S$18:$W$41,5,FALSE))","v":7.5840560103576066E-2},{"$f":"IF($C663=\"S\",VLOOKUP($D663,'DER Output'!$S$18:$W$41,4,FALSE),VLOOKUP($D663,'DER Output'!$S$18:$W$41,5,FALSE))","v":7.5840560103576066E-2},{"$f":"IF($C663=\"S\",VLOOKUP($D663,'DER Output'!$S$18:$W$41,4,FALSE),VLOOKUP($D663,'DER Output'!$S$18:$W$41,5,FALSE))","v":7.5840560103576066E-2},{"$f":"IFERROR(IF(OR(C663=\"S\",C663=\"D\"),VLOOKUP(B663,'Seasonal Customer Count'!$B:$I,4,FALSE),IF(C663=\"W\",VLOOKUP(B663,'Seasonal Customer Count'!$B:$P,12,FALSE),\"Check\")),0)","v":0},{"$f":"IFERROR(IF(OR(C663=\"S\",C663=\"D\"),VLOOKUP(B663,'Seasonal Customer Count'!$B:$P,5,FALSE),IF(C663=\"W\",VLOOKUP(B663,'Seasonal Customer Count'!$B:$P,13,FALSE),\"Check\")),0)","v":0},{"$f":"IFERROR(IF(OR(C663=\"S\",C663=\"D\"),VLOOKUP(B663,'Seasonal Customer Count'!$B:$P,6,FALSE),IF(C663=\"W\",VLOOKUP(B663,'Seasonal Customer Count'!$B:$P,14,FALSE),\"Check\")),0)","v":0},{"$f":"IFERROR(IF(OR(C663=\"S\",C663=\"D\"),VLOOKUP(B663,'Seasonal Customer Count'!$B:$P,7,FALSE),IF(C663=\"W\",VLOOKUP(B663,'Seasonal Customer Count'!$B:$P,15,FALSE),\"Check\")),0)","v":0},{"$f":"IFERROR(IF(OR(C663=\"S\",C663=\"D\"),VLOOKUP(B663,'Seasonal Customer Count'!$B:$P,8,FALSE),IF(C663=\"W\",VLOOKUP(B663,'Seasonal Customer Count'!$B:$P,16,FALSE),\"Check\")),0)","v":0},{"$f":"Summary!$D$8*(K663*'Average Project Size'!$F$6+L663*'Average Project Size'!$F$7+M663*'Average Project Size'!$F$8+N663*'Average Project Size'!$F$10+O663*'Average Project Size'!$F$9)/1000","v":0},{"$f":"Summary!$D$8*(K663*F663*'Average Project Size'!$F$6+L663*G663*'Average Project Size'!$F$7+M663*H663*'Average Project Size'!$F$8+N663*I663*'Average Project Size'!$F$10+O663*J663*'Average Project Size'!$F$9)/1000","v":0}]
[null,{"$f":"'Peak Identification'!B662","v":"MDRT14"},{"$f":"'Peak Identification'!D662","v":"S"},{"$f":"'Peak Identification'!E662","v":17},{"$f":"VLOOKUP($D664,'DER Output'!$S$17:$X$41,6,FALSE)","v":0.19174838710475617},{"$f":"IF($C664=\"S\",VLOOKUP($D664,'DER Output'!$S$18:$W$41,2,FALSE),VLOOKUP($D664,'DER Output'!$S$18:$W$41,3,FALSE))","v":0.30300399777640191},{"$f":"IF($C664=\"S\",VLOOKUP($D664,'DER Output'!$S$18:$W$41,4,FALSE),VLOOKUP($D664,'DER Output'!$S$18:$W$41,5,FALSE))","v":0.30300399777640191},{"$f":"IF($C664=\"S\",VLOOKUP($D664,'DER Output'!$S$18:$W$41,4,FALSE),VLOOKUP($D664,'DER Output'!$S$18:$W$41,5,FALSE))","v":0.30300399777640191},{"$f":"IF($C664=\"S\",VLOOKUP($D664,'DER Output'!$S$18:$W$41,4,FALSE),VLOOKUP($D664,'DER Output'!$S$18:$W$41,5,FALSE))","v":0.30300399777640191},{"$f":"IF($C664=\"S\",VLOOKUP($D664,'DER Output'!$S$18:$W$41,4,FALSE),VLOOKUP($D664,'DER Output'!$S$18:$W$41,5,FALSE))","v":0.30300399777640191},{"$f":"IFERROR(IF(OR(C664=\"S\",C664=\"D\"),VLOOKUP(B664,'Seasonal Customer Count'!$B:$I,4,FALSE),IF(C664=\"W\",VLOOKUP(B664,'Seasonal Customer Count'!$B:$P,12,FALSE),\"Check\")),0)","v":0},{"$f":"IFERROR(IF(OR(C664=\"S\",C664=\"D\"),VLOOKUP(B664,'Seasonal Customer Count'!$B:$P,5,FALSE),IF(C664=\"W\",VLOOKUP(B664,'Seasonal Customer Count'!$B:$P,13,FALSE),\"Check\")),0)","v":0},{"$f":"IFERROR(IF(OR(C664=\"S\",C664=\"D\"),VLOOKUP(B664,'Seasonal Customer Count'!$B:$P,6,FALSE),IF(C664=\"W\",VLOOKUP(B664,'Seasonal Customer Count'!$B:$P,14,FALSE),\"Check\")),0)","v":0},{"$f":"IFERROR(IF(OR(C664=\"S\",C664=\"D\"),VLOOKUP(B664,'Seasonal Customer Count'!$B:$P,7,FALSE),IF(C664=\"W\",VLOOKUP(B664,'Seasonal Customer Count'!$B:$P,15,FALSE),\"Check\")),0)","v":0},{"$f":"IFERROR(IF(OR(C664=\"S\",C664=\"D\"),VLOOKUP(B664,'Seasonal Customer Count'!$B:$P,8,FALSE),IF(C664=\"W\",VLOOKUP(B664,'Seasonal Customer Count'!$B:$P,16,FALSE),\"Check\")),0)","v":0},{"$f":"Summary!$D$8*(K664*'Average Project Size'!$F$6+L664*'Average Project Size'!$F$7+M664*'Average Project Size'!$F$8+N664*'Average Project Size'!$F$10+O664*'Average Project Size'!$F$9)/1000","v":0},{"$f":"Summary!$D$8*(K664*F664*'Average Project Size'!$F$6+L664*G664*'Average Project Size'!$F$7+M664*H664*'Average Project Size'!$F$8+N664*I664*'Average Project Size'!$F$10+O664*J664*'Average Project Size'!$F$9)/1000","v":0}]
[null,{"$f":"'Peak Identification'!B663","v":"MDRT T-131"},{"$f":"'Peak Identification'!D663","v":"S"},{"$f":"'Peak Identification'!E663","v":18},{"$f":"VLOOKUP($D665,'DER Output'!$S$17:$X$41,6,FALSE)","v":0.16032398020038169},{"$f":"IF($C665=\"S\",VLOOKUP($D665,'DER Output'!$S$18:$W$41,2,FALSE),VLOOKUP($D665,'DER Output'!$S$18:$W$41,3,FALSE))","v":0.17224423800777711},{"$f":"IF($C665=\"S\",VLOOKUP($D665,'DER Output'!$S$18:$W$41,4,FALSE),VLOOKUP($D665,'DER Output'!$S$18:$W$41,5,FALSE))","v":0.17224423800777711},{"$f":"IF($C665=\"S\",VLOOKUP($D665,'DER Output'!$S$18:$W$41,4,FALSE),VLOOKUP($D665,'DER Output'!$S$18:$W$41,5,FALSE))","v":0.17224423800777711},{"$f":"IF($C665=\"S\",VLOOKUP($D665,'DER Output'!$S$18:$W$41,4,FALSE),VLOOKUP($D665,'DER Output'!$S$18:$W$41,5,FALSE))","v":0.17224423800777711},{"$f":"IF($C665=\"S\",VLOOKUP($D665,'DER Output'!$S$18:$W$41,4,FALSE),VLOOKUP($D665,'DER Output'!$S$18:$W$41,5,FALSE))","v":0.17224423800777711},{"$f":"IFERROR(IF(OR(C665=\"S\",C665=\"D\"),VLOOKUP(B665,'Seasonal Customer Count'!$B:$I,4,FALSE),IF(C665=\"W\",VLOOKUP(B665,'Seasonal Customer Count'!$B:$P,12,FALSE),\"Check\")),0)","v":0},{"$f":"IFERROR(IF(OR(C665=\"S\",C665=\"D\"),VLOOKUP(B665,'Seasonal Customer Count'!$B:$P,5,FALSE),IF(C665=\"W\",VLOOKUP(B665,'Seasonal Customer Count'!$B:$P,13,FALSE),\"Check\")),0)","v":0},{"$f":"IFERROR(IF(OR(C665=\"S\",C665=\"D\"),VLOOKUP(B665,'Seasonal Customer Count'!$B:$P,6,FALSE),IF(C665=\"W\",VLOOKUP(B665,'Seasonal Customer Count'!$B:$P,14,FALSE),\"Check\")),0)","v":0},{"$f":"IFERROR(IF(OR(C665=\"S\",C665=\"D\"),VLOOKUP(B665,'Seasonal Customer Count'!$B:$P,7,FALSE),IF(C665=\"W\",VLOOKUP(B665,'Seasonal Customer Count'!$B:$P,15,FALSE),\"Check\")),0)","v":0},{"$f":"IFERROR(IF(OR(C665=\"S\",C665=\"D\"),VLOOKUP(B665,'Seasonal Customer Count'!$B:$P,8,FALSE),IF(C665=\"W\",VLOOKUP(B665,'Seasonal Customer Count'!$B:$P,16,FALSE),\"Check\")),0)","v":0},{"$f":"Summary!$D$8*(K665*'Average Project Size'!$F$6+L665*'Average Project Size'!$F$7+M665*'Average Project Size'!$F$8+N665*'Average Project Size'!$F$10+O665*'Average Project Size'!$F$9)/1000","v":0},{"$f":"Summary!$D$8*(K665*F665*'Average Project Size'!$F$6+L665*G665*'Average Project Size'!$F$7+M665*H665*'Average Project Size'!$F$8+N665*I665*'Average Project Size'!$F$10+O665*J665*'Average Project Size'!$F$9)/1000","v":0}]
[null,{"$f":"'Peak Identification'!B664","v":"MDVA11"},{"$f":"'Peak Identification'!D664","v":"W"},{"$f":"'Peak Identification'!E664","v":7},{"$f":"VLOOKUP($D666,'DER Output'!$S$17:$X$41,6,FALSE)","v":0},{"$f":"IF($C666=\"S\",VLOOKUP($D666,'DER Output'!$S$18:$W$41,2,FALSE),VLOOKUP($D666,'DER Output'!$S$18:$W$41,3,FALSE))","v":1.6354374218706029E-3},{"$f":"IF($C666=\"S\",VLOOKUP($D666,'DER Output'!$S$18:$W$41,4,FALSE),VLOOKUP($D666,'DER Output'!$S$18:$W$41,5,FALSE))","v":1.6354374218706029E-3},{"$f":"IF($C666=\"S\",VLOOKUP($D666,'DER Output'!$S$18:$W$41,4,FALSE),VLOOKUP($D666,'DER Output'!$S$18:$W$41,5,FALSE))","v":1.6354374218706029E-3},{"$f":"IF($C666=\"S\",VLOOKUP($D666,'DER Output'!$S$18:$W$41,4,FALSE),VLOOKUP($D666,'DER Output'!$S$18:$W$41,5,FALSE))","v":1.6354374218706029E-3},{"$f":"IF($C666=\"S\",VLOOKUP($D666,'DER Output'!$S$18:$W$41,4,FALSE),VLOOKUP($D666,'DER Output'!$S$18:$W$41,5,FALSE))","v":1.6354374218706029E-3},{"$f":"IFERROR(IF(OR(C666=\"S\",C666=\"D\"),VLOOKUP(B666,'Seasonal Customer Count'!$B:$I,4,FALSE),IF(C666=\"W\",VLOOKUP(B666,'Seasonal Customer Count'!$B:$P,12,FALSE),\"Check\")),0)","v":24},{"$f":"IFERROR(IF(OR(C666=\"S\",C666=\"D\"),VLOOKUP(B666,'Seasonal Customer Count'!$B:$P,5,FALSE),IF(C666=\"W\",VLOOKUP(B666,'Seasonal Customer Count'!$B:$P,13,FALSE),\"Check\")),0)","v":31},{"$f":"IFERROR(IF(OR(C666=\"S\",C666=\"D\"),VLOOKUP(B666,'Seasonal Customer Count'!$B:$P,6,FALSE),IF(C666=\"W\",VLOOKUP(B666,'Seasonal Customer Count'!$B:$P,14,FALSE),\"Check\")),0)","v":1},{"$f":"IFERROR(IF(OR(C666=\"S\",C666=\"D\"),VLOOKUP(B666,'Seasonal Customer Count'!$B:$P,7,FALSE),IF(C666=\"W\",VLOOKUP(B666,'Seasonal Customer Count'!$B:$P,15,FALSE),\"Check\")),0)","v":185},{"$f":"IFERROR(IF(OR(C666=\"S\",C666=\"D\"),VLOOKUP(B666,'Seasonal Customer Count'!$B:$P,8,FALSE),IF(C666=\"W\",VLOOKUP(B666,'Seasonal Customer Count'!$B:$P,16,FALSE),\"Check\")),0)","v":0},{"$f":"Summary!$D$8*(K666*'Average Project Size'!$F$6+L666*'Average Project Size'!$F$7+M666*'Average Project Size'!$F$8+N666*'Average Project Size'!$F$10+O666*'Average Project Size'!$F$9)/1000","v":0.54646920999720838},{"$f":"Summary!$D$8*(K666*F666*'Average Project Size'!$F$6+L666*G666*'Average Project Size'!$F$7+M666*H666*'Average Project Size'!$F$8+N666*I666*'Average Project Size'!$F$10+O666*J666*'Average Project Size'!$F$9)/1000","v":8.9371619592949953E-4}]
[null,{"$f":"'Peak Identification'!B665","v":"MDVA T-061"},{"$f":"'Peak Identification'!D665","v":"W"},{"$f":"'Peak Identification'!E665","v":7},{"$f":"VLOOKUP($D667,'DER Output'!$S$17:$X$41,6,FALSE)","v":0},{"$f":"IF($C667=\"S\",VLOOKUP($D667,'DER Output'!$S$18:$W$41,2,FALSE),VLOOKUP($D667,'DER Output'!$S$18:$W$41,3,FALSE))","v":1.6354374218706029E-3},{"$f":"IF($C667=\"S\",VLOOKUP($D667,'DER Output'!$S$18:$W$41,4,FALSE),VLOOKUP($D667,'DER Output'!$S$18:$W$41,5,FALSE))","v":1.6354374218706029E-3},{"$f":"IF($C667=\"S\",VLOOKUP($D667,'DER Output'!$S$18:$W$41,4,FALSE),VLOOKUP($D667,'DER Output'!$S$18:$W$41,5,FALSE))","v":1.6354374218706029E-3},{"$f":"IF($C667=\"S\",VLOOKUP($D667,'DER Output'!$S$18:$W$41,4,FALSE),VLOOKUP($D667,'DER Output'!$S$18:$W$41,5,FALSE))","v":1.6354374218706029E-3},{"$f":"IF($C667=\"S\",VLOOKUP($D667,'DER Output'!$S$18:$W$41,4,FALSE),VLOOKUP($D667,'DER Output'!$S$18:$W$41,5,FALSE))","v":1.6354374218706029E-3},{"$f":"IFERROR(IF(OR(C667=\"S\",C667=\"D\"),VLOOKUP(B667,'Seasonal Customer Count'!$B:$I,4,FALSE),IF(C667=\"W\",VLOOKUP(B667,'Seasonal Customer Count'!$B:$P,12,FALSE),\"Check\")),0)","v":1},{"$f":"IFERROR(IF(OR(C667=\"S\",C667=\"D\"),VLOOKUP(B667,'Seasonal Customer Count'!$B:$P,5,FALSE),IF(C667=\"W\",VLOOKUP(B667,'Seasonal Customer Count'!$B:$P,13,FALSE),\"Check\")),0)","v":4},{"$f":"IFERROR(IF(OR(C667=\"S\",C667=\"D\"),VLOOKUP(B667,'Seasonal Customer Count'!$B:$P,6,FALSE),IF(C667=\"W\",VLOOKUP(B667,'Seasonal Customer Count'!$B:$P,14,FALSE),\"Check\")),0)","v":0},{"$f":"IFERROR(IF(OR(C667=\"S\",C667=\"D\"),VLOOKUP(B667,'Seasonal Customer Count'!$B:$P,7,FALSE),IF(C667=\"W\",VLOOKUP(B667,'Seasonal Customer Count'!$B:$P,15,FALSE),\"Check\")),0)","v":37},{"$f":"IFERROR(IF(OR(C667=\"S\",C667=\"D\"),VLOOKUP(B667,'Seasonal Customer Count'!$B:$P,8,FALSE),IF(C667=\"W\",VLOOKUP(B667,'Seasonal Customer Count'!$B:$P,16,FALSE),\"Check\")),0)","v":0},{"$f":"Summary!$D$8*(K667*'Average Project Size'!$F$6+L667*'Average Project Size'!$F$7+M667*'Average Project Size'!$F$8+N667*'Average Project Size'!$F$10+O667*'Average Project Size'!$F$9)/1000","v":0.10894704245524996},{"$f":"Summary!$D$8*(K667*F667*'Average Project Size'!$F$6+L667*G667*'Average Project Size'!$F$7+M667*H667*'Average Project Size'!$F$8+N667*I667*'Average Project Size'!$F$10+O667*J667*'Average Project Size'!$F$9)/1000","v":1.781760702334411E-4}]
[null,{"$f":"'Peak Identification'!B666","v":"MHAB11"},{"$f":"'Peak Identification'!D666","v":"S"},{"$f":"'Peak Identification'!E666","v":14},{"$f":"VLOOKUP($D668,'DER Output'!$S$17:$X$41,6,FALSE)","v":0.26694349499860076},{"$f":"IF($C668=\"S\",VLOOKUP($D668,'DER Output'!$S$18:$W$41,2,FALSE),VLOOKUP($D668,'DER Output'!$S$18:$W$41,3,FALSE))","v":0.65426593965075153},{"$f":"IF($C668=\"S\",VLOOKUP($D668,'DER Output'!$S$18:$W$41,4,FALSE),VLOOKUP($D668,'DER Output'!$S$18:$W$41,5,FALSE))","v":0.65426593965075153},{"$f":"IF($C668=\"S\",VLOOKUP($D668,'DER Output'!$S$18:$W$41,4,FALSE),VLOOKUP($D668,'DER Output'!$S$18:$W$41,5,FALSE))","v":0.65426593965075153},{"$f":"IF($C668=\"S\",VLOOKUP($D668,'DER Output'!$S$18:$W$41,4,FALSE),VLOOKUP($D668,'DER Output'!$S$18:$W$41,5,FALSE))","v":0.65426593965075153},{"$f":"IF($C668=\"S\",VLOOKUP($D668,'DER Output'!$S$18:$W$41,4,FALSE),VLOOKUP($D668,'DER Output'!$S$18:$W$41,5,FALSE))","v":0.65426593965075153},{"$f":"IFERROR(IF(OR(C668=\"S\",C668=\"D\"),VLOOKUP(B668,'Seasonal Customer Count'!$B:$I,4,FALSE),IF(C668=\"W\",VLOOKUP(B668,'Seasonal Customer Count'!$B:$P,12,FALSE),\"Check\")),0)","v":0},{"$f":"IFERROR(IF(OR(C668=\"S\",C668=\"D\"),VLOOKUP(B668,'Seasonal Customer Count'!$B:$P,5,FALSE),IF(C668=\"W\",VLOOKUP(B668,'Seasonal Customer Count'!$B:$P,13,FALSE),\"Check\")),0)","v":0},{"$f":"IFERROR(IF(OR(C668=\"S\",C668=\"D\"),VLOOKUP(B668,'Seasonal Customer Count'!$B:$P,6,FALSE),IF(C668=\"W\",VLOOKUP(B668,'Seasonal Customer Count'!$B:$P,14,FALSE),\"Check\")),0)","v":0},{"$f":"IFERROR(IF(OR(C668=\"S\",C668=\"D\"),VLOOKUP(B668,'Seasonal Customer Count'!$B:$P,7,FALSE),IF(C668=\"W\",VLOOKUP(B668,'Seasonal Customer Count'!$B:$P,15,FALSE),\"Check\")),0)","v":0},{"$f":"IFERROR(IF(OR(C668=\"S\",C668=\"D\"),VLOOKUP(B668,'Seasonal Customer Count'!$B:$P,8,FALSE),IF(C668=\"W\",VLOOKUP(B668,'Seasonal Customer Count'!$B:$P,16,FALSE),\"Check\")),0)","v":0},{"$f":"Summary!$D$8*(K668*'Average Project Size'!$F$6+L668*'Average Project Size'!$F$7+M668*'Average Project Size'!$F$8+N668*'Average Project Size'!$F$10+O668*'Average Project Size'!$F$9)/1000","v":0},{"$f":"Summary!$D$8*(K668*F668*'Average Project Size'!$F$6+L668*G668*'Average Project Size'!$F$7+M668*H668*'Average Project Size'!$F$8+N668*I668*'Average Project Size'!$F$10+O668*J668*'Average Project Size'!$F$9)/1000","v":0}]
[null,{"$f":"'Peak Identification'!B667","v":"MHAB12"},{"$f":"'Peak Identification'!D667","v":"S"},{"$f":"'Peak Identification'!E667","v":17},{"$f":"VLOOKUP($D669,'DER Output'!$S$17:$X$41,6,FALSE)","v":0.19174838710475617},{"$f":"IF($C669=\"S\",VLOOKUP($D669,'DER Output'!$S$18:$W$41,2,FALSE),VLOOKUP($D669,'DER Output'!$S$18:$W$41,3,FALSE))","v":0.30300399777640191},{"$f":"IF($C669=\"S\",VLOOKUP($D669,'DER Output'!$S$18:$W$41,4,FALSE),VLOOKUP($D669,'DER Output'!$S$18:$W$41,5,FALSE))","v":0.30300399777640191},{"$f":"IF($C669=\"S\",VLOOKUP($D669,'DER Output'!$S$18:$W$41,4,FALSE),VLOOKUP($D669,'DER Output'!$S$18:$W$41,5,FALSE))","v":0.30300399777640191},{"$f":"IF($C669=\"S\",VLOOKUP($D669,'DER Output'!$S$18:$W$41,4,FALSE),VLOOKUP($D669,'DER Output'!$S$18:$W$41,5,FALSE))","v":0.30300399777640191},{"$f":"IF($C669=\"S\",VLOOKUP($D669,'DER Output'!$S$18:$W$41,4,FALSE),VLOOKUP($D669,'DER Output'!$S$18:$W$41,5,FALSE))","v":0.30300399777640191},{"$f":"IFERROR(IF(OR(C669=\"S\",C669=\"D\"),VLOOKUP(B669,'Seasonal Customer Count'!$B:$I,4,FALSE),IF(C669=\"W\",VLOOKUP(B669,'Seasonal Customer Count'!$B:$P,12,FALSE),\"Check\")),0)","v":0},{"$f":"IFERROR(IF(OR(C669=\"S\",C669=\"D\"),VLOOKUP(B669,'Seasonal Customer Count'!$B:$P,5,FALSE),IF(C669=\"W\",VLOOKUP(B669,'Seasonal Customer Count'!$B:$P,13,FALSE),\"Check\")),0)","v":0},{"$f":"IFERROR(IF(OR(C669=\"S\",C669=\"D\"),VLOOKUP(B669,'Seasonal Customer Count'!$B:$P,6,FALSE),IF(C669=\"W\",VLOOKUP(B669,'Seasonal Customer Count'!$B:$P,14,FALSE),\"Check\")),0)","v":0},{"$f":"IFERROR(IF(OR(C669=\"S\",C669=\"D\"),VLOOKUP(B669,'Seasonal Customer Count'!$B:$P,7,FALSE),IF(C669=\"W\",VLOOKUP(B669,'Seasonal Customer Count'!$B:$P,15,FALSE),\"Check\")),0)","v":0},{"$f":"IFERROR(IF(OR(C669=\"S\",C669=\"D\"),VLOOKUP(B669,'Seasonal Customer Count'!$B:$P,8,FALSE),IF(C669=\"W\",VLOOKUP(B669,'Seasonal Customer Count'!$B:$P,16,FALSE),\"Check\")),0)","v":0},{"$f":"Summary!$D$8*(K669*'Average Project Size'!$F$6+L669*'Average Project Size'!$F$7+M669*'Average Project Size'!$F$8+N669*'Average Project Size'!$F$10+O669*'Average Project Size'!$F$9)/1000","v":0},{"$f":"Summary!$D$8*(K669*F669*'Average Project Size'!$F$6+L669*G669*'Average Project Size'!$F$7+M669*H669*'Average Project Size'!$F$8+N669*I669*'Average Project Size'!$F$10+O669*J669*'Average Project Size'!$F$9)/1000","v":0}]
[null,{"$f":"'Peak Identification'!B668","v":"MHAB13"},{"$f":"'Peak Identification'!D668","v":"S"},{"$f":"'Peak Identification'!E668","v":15},{"$f":"VLOOKUP($D670,'DER Output'!$S$17:$X$41,6,FALSE)","v":0.24675324675324678},{"$f":"IF($C670=\"S\",VLOOKUP($D670,'DER Output'!$S$18:$W$41,2,FALSE),VLOOKUP($D670,'DER Output'!$S$18:$W$41,3,FALSE))","v":0.57498529407079435},{"$f":"IF($C670=\"S\",VLOOKUP($D670,'DER Output'!$S$18:$W$41,4,FALSE),VLOOKUP($D670,'DER Output'!$S$18:$W$41,5,FALSE))","v":0.57498529407079435},{"$f":"IF($C670=\"S\",VLOOKUP($D670,'DER Output'!$S$18:$W$41,4,FALSE),VLOOKUP($D670,'DER Output'!$S$18:$W$41,5,FALSE))","v":0.57498529407079435},{"$f":"IF($C670=\"S\",VLOOKUP($D670,'DER Output'!$S$18:$W$41,4,FALSE),VLOOKUP($D670,'DER Output'!$S$18:$W$41,5,FALSE))","v":0.57498529407079435},{"$f":"IF($C670=\"S\",VLOOKUP($D670,'DER Output'!$S$18:$W$41,4,FALSE),VLOOKUP($D670,'DER Output'!$S$18:$W$41,5,FALSE))","v":0.57498529407079435},{"$f":"IFERROR(IF(OR(C670=\"S\",C670=\"D\"),VLOOKUP(B670,'Seasonal Customer Count'!$B:$I,4,FALSE),IF(C670=\"W\",VLOOKUP(B670,'Seasonal Customer Count'!$B:$P,12,FALSE),\"Check\")),0)","v":0},{"$f":"IFERROR(IF(OR(C670=\"S\",C670=\"D\"),VLOOKUP(B670,'Seasonal Customer Count'!$B:$P,5,FALSE),IF(C670=\"W\",VLOOKUP(B670,'Seasonal Customer Count'!$B:$P,13,FALSE),\"Check\")),0)","v":0},{"$f":"IFERROR(IF(OR(C670=\"S\",C670=\"D\"),VLOOKUP(B670,'Seasonal Customer Count'!$B:$P,6,FALSE),IF(C670=\"W\",VLOOKUP(B670,'Seasonal Customer Count'!$B:$P,14,FALSE),\"Check\")),0)","v":0},{"$f":"IFERROR(IF(OR(C670=\"S\",C670=\"D\"),VLOOKUP(B670,'Seasonal Customer Count'!$B:$P,7,FALSE),IF(C670=\"W\",VLOOKUP(B670,'Seasonal Customer Count'!$B:$P,15,FALSE),\"Check\")),0)","v":0},{"$f":"IFERROR(IF(OR(C670=\"S\",C670=\"D\"),VLOOKUP(B670,'Seasonal Customer Count'!$B:$P,8,FALSE),IF(C670=\"W\",VLOOKUP(B670,'Seasonal Customer Count'!$B:$P,16,FALSE),\"Check\")),0)","v":0},{"$f":"Summary!$D$8*(K670*'Average Project Size'!$F$6+L670*'Average Project Size'!$F$7+M670*'Average Project Size'!$F$8+N670*'Average Project Size'!$F$10+O670*'Average Project Size'!$F$9)/1000","v":0},{"$f":"Summary!$D$8*(K670*F670*'Average Project Size'!$F$6+L670*G670*'Average Project Size'!$F$7+M670*H670*'Average Project Size'!$F$8+N670*I670*'Average Project Size'!$F$10+O670*J670*'Average Project Size'!$F$9)/1000","v":0}]
[null,{"$f":"'Peak Identification'!B669","v":"MHAB T-061"},{"$f":"'Peak Identification'!D669","v":"S"},{"$f":"'Peak Identification'!E669","v":16},{"$f":"VLOOKUP($D671,'DER Output'!$S$17:$X$41,6,FALSE)","v":0.22644022312513051},{"$f":"IF($C671=\"S\",VLOOKUP($D671,'DER Output'!$S$18:$W$41,2,FALSE),VLOOKUP($D671,'DER Output'!$S$18:$W$41,3,FALSE))","v":0.44781407722569133},{"$f":"IF($C671=\"S\",VLOOKUP($D671,'DER Output'!$S$18:$W$41,4,FALSE),VLOOKUP($D671,'DER Output'!$S$18:$W$41,5,FALSE))","v":0.44781407722569133},{"$f":"IF($C671=\"S\",VLOOKUP($D671,'DER Output'!$S$18:$W$41,4,FALSE),VLOOKUP($D671,'DER Output'!$S$18:$W$41,5,FALSE))","v":0.44781407722569133},{"$f":"IF($C671=\"S\",VLOOKUP($D671,'DER Output'!$S$18:$W$41,4,FALSE),VLOOKUP($D671,'DER Output'!$S$18:$W$41,5,FALSE))","v":0.44781407722569133},{"$f":"IF($C671=\"S\",VLOOKUP($D671,'DER Output'!$S$18:$W$41,4,FALSE),VLOOKUP($D671,'DER Output'!$S$18:$W$41,5,FALSE))","v":0.44781407722569133},{"$f":"IFERROR(IF(OR(C671=\"S\",C671=\"D\"),VLOOKUP(B671,'Seasonal Customer Count'!$B:$I,4,FALSE),IF(C671=\"W\",VLOOKUP(B671,'Seasonal Customer Count'!$B:$P,12,FALSE),\"Check\")),0)","v":0},{"$f":"IFERROR(IF(OR(C671=\"S\",C671=\"D\"),VLOOKUP(B671,'Seasonal Customer Count'!$B:$P,5,FALSE),IF(C671=\"W\",VLOOKUP(B671,'Seasonal Customer Count'!$B:$P,13,FALSE),\"Check\")),0)","v":0},{"$f":"IFERROR(IF(OR(C671=\"S\",C671=\"D\"),VLOOKUP(B671,'Seasonal Customer Count'!$B:$P,6,FALSE),IF(C671=\"W\",VLOOKUP(B671,'Seasonal Customer Count'!$B:$P,14,FALSE),\"Check\")),0)","v":0},{"$f":"IFERROR(IF(OR(C671=\"S\",C671=\"D\"),VLOOKUP(B671,'Seasonal Customer Count'!$B:$P,7,FALSE),IF(C671=\"W\",VLOOKUP(B671,'Seasonal Customer Count'!$B:$P,15,FALSE),\"Check\")),0)","v":0},{"$f":"IFERROR(IF(OR(C671=\"S\",C671=\"D\"),VLOOKUP(B671,'Seasonal Customer Count'!$B:$P,8,FALSE),IF(C671=\"W\",VLOOKUP(B671,'Seasonal Customer Count'!$B:$P,16,FALSE),\"Check\")),0)","v":0},{"$f":"Summary!$D$8*(K671*'Average Project Size'!$F$6+L671*'Average Project Size'!$F$7+M671*'Average Project Size'!$F$8+N671*'Average Project Size'!$F$10+O671*'Average Project Size'!$F$9)/1000","v":0},{"$f":"Summary!$D$8*(K671*F671*'Average Project Size'!$F$6+L671*G671*'Average Project Size'!$F$7+M671*H671*'Average Project Size'!$F$8+N671*I671*'Average Project Size'!$F$10+O671*J671*'Average Project Size'!$F$9)/1000","v":0}]
[null,{"$f":"'Peak Identification'!B670","v":"MHAB T-131"},{"$f":"'Peak Identification'!D670","v":"S"},{"$f":"'Peak Identification'!E670","v":15},{"$f":"VLOOKUP($D672,'DER Output'!$S$17:$X$41,6,FALSE)","v":0.24675324675324678},{"$f":"IF($C672=\"S\",VLOOKUP($D672,'DER Output'!$S$18:$W$41,2,FALSE),VLOOKUP($D672,'DER Output'!$S$18:$W$41,3,FALSE))","v":0.57498529407079435},{"$f":"IF($C672=\"S\",VLOOKUP($D672,'DER Output'!$S$18:$W$41,4,FALSE),VLOOKUP($D672,'DER Output'!$S$18:$W$41,5,FALSE))","v":0.57498529407079435},{"$f":"IF($C672=\"S\",VLOOKUP($D672,'DER Output'!$S$18:$W$41,4,FALSE),VLOOKUP($D672,'DER Output'!$S$18:$W$41,5,FALSE))","v":0.57498529407079435},{"$f":"IF($C672=\"S\",VLOOKUP($D672,'DER Output'!$S$18:$W$41,4,FALSE),VLOOKUP($D672,'DER Output'!$S$18:$W$41,5,FALSE))","v":0.57498529407079435},{"$f":"IF($C672=\"S\",VLOOKUP($D672,'DER Output'!$S$18:$W$41,4,FALSE),VLOOKUP($D672,'DER Output'!$S$18:$W$41,5,FALSE))","v":0.57498529407079435},{"$f":"IFERROR(IF(OR(C672=\"S\",C672=\"D\"),VLOOKUP(B672,'Seasonal Customer Count'!$B:$I,4,FALSE),IF(C672=\"W\",VLOOKUP(B672,'Seasonal Customer Count'!$B:$P,12,FALSE),\"Check\")),0)","v":0},{"$f":"IFERROR(IF(OR(C672=\"S\",C672=\"D\"),VLOOKUP(B672,'Seasonal Customer Count'!$B:$P,5,FALSE),IF(C672=\"W\",VLOOKUP(B672,'Seasonal Customer Count'!$B:$P,13,FALSE),\"Check\")),0)","v":0},{"$f":"IFERROR(IF(OR(C672=\"S\",C672=\"D\"),VLOOKUP(B672,'Seasonal Customer Count'!$B:$P,6,FALSE),IF(C672=\"W\",VLOOKUP(B672,'Seasonal Customer Count'!$B:$P,14,FALSE),\"Check\")),0)","v":0},{"$f":"IFERROR(IF(OR(C672=\"S\",C672=\"D\"),VLOOKUP(B672,'Seasonal Customer Count'!$B:$P,7,FALSE),IF(C672=\"W\",VLOOKUP(B672,'Seasonal Customer Count'!$B:$P,15,FALSE),\"Check\")),0)","v":0},{"$f":"IFERROR(IF(OR(C672=\"S\",C672=\"D\"),VLOOKUP(B672,'Seasonal Customer Count'!$B:$P,8,FALSE),IF(C672=\"W\",VLOOKUP(B672,'Seasonal Customer Count'!$B:$P,16,FALSE),\"Check\")),0)","v":0},{"$f":"Summary!$D$8*(K672*'Average Project Size'!$F$6+L672*'Average Project Size'!$F$7+M672*'Average Project Size'!$F$8+N672*'Average Project Size'!$F$10+O672*'Average Project Size'!$F$9)/1000","v":0},{"$f":"Summary!$D$8*(K672*F672*'Average Project Size'!$F$6+L672*G672*'Average Project Size'!$F$7+M672*H672*'Average Project Size'!$F$8+N672*I672*'Average Project Size'!$F$10+O672*J672*'Average Project Size'!$F$9)/1000","v":0}]
[null,{"$f":"'Peak Identification'!B671","v":"MLBA11"},{"$f":"'Peak Identification'!D671","v":"W"},{"$f":"'Peak Identification'!E671","v":10},{"$f":"VLOOKUP($D673,'DER Output'!$S$17:$X$41,6,FALSE)","v":0},{"$f":"IF($C673=\"S\",VLOOKUP($D673,'DER Output'!$S$18:$W$41,2,FALSE),VLOOKUP($D673,'DER Output'!$S$18:$W$41,3,FALSE))","v":0.19782039092133938},{"$f":"IF($C673=\"S\",VLOOKUP($D673,'DER Output'!$S$18:$W$41,4,FALSE),VLOOKUP($D673,'DER Output'!$S$18:$W$41,5,FALSE))","v":0.19782039092133938},{"$f":"IF($C673=\"S\",VLOOKUP($D673,'DER Output'!$S$18:$W$41,4,FALSE),VLOOKUP($D673,'DER Output'!$S$18:$W$41,5,FALSE))","v":0.19782039092133938},{"$f":"IF($C673=\"S\",VLOOKUP($D673,'DER Output'!$S$18:$W$41,4,FALSE),VLOOKUP($D673,'DER Output'!$S$18:$W$41,5,FALSE))","v":0.19782039092133938},{"$f":"IF($C673=\"S\",VLOOKUP($D673,'DER Output'!$S$18:$W$41,4,FALSE),VLOOKUP($D673,'DER Output'!$S$18:$W$41,5,FALSE))","v":0.19782039092133938},{"$f":"IFERROR(IF(OR(C673=\"S\",C673=\"D\"),VLOOKUP(B673,'Seasonal Customer Count'!$B:$I,4,FALSE),IF(C673=\"W\",VLOOKUP(B673,'Seasonal Customer Count'!$B:$P,12,FALSE),\"Check\")),0)","v":10},{"$f":"IFERROR(IF(OR(C673=\"S\",C673=\"D\"),VLOOKUP(B673,'Seasonal Customer Count'!$B:$P,5,FALSE),IF(C673=\"W\",VLOOKUP(B673,'Seasonal Customer Count'!$B:$P,13,FALSE),\"Check\")),0)","v":32},{"$f":"IFERROR(IF(OR(C673=\"S\",C673=\"D\"),VLOOKUP(B673,'Seasonal Customer Count'!$B:$P,6,FALSE),IF(C673=\"W\",VLOOKUP(B673,'Seasonal Customer Count'!$B:$P,14,FALSE),\"Check\")),0)","v":0},{"$f":"IFERROR(IF(OR(C673=\"S\",C673=\"D\"),VLOOKUP(B673,'Seasonal Customer Count'!$B:$P,7,FALSE),IF(C673=\"W\",VLOOKUP(B673,'Seasonal Customer Count'!$B:$P,15,FALSE),\"Check\")),0)","v":106},{"$f":"IFERROR(IF(OR(C673=\"S\",C673=\"D\"),VLOOKUP(B673,'Seasonal Customer Count'!$B:$P,8,FALSE),IF(C673=\"W\",VLOOKUP(B673,'Seasonal Customer Count'!$B:$P,16,FALSE),\"Check\")),0)","v":0},{"$f":"Summary!$D$8*(K673*'Average Project Size'!$F$6+L673*'Average Project Size'!$F$7+M673*'Average Project Size'!$F$8+N673*'Average Project Size'!$F$10+O673*'Average Project Size'!$F$9)/1000","v":0.31390874001242142},{"$f":"Summary!$D$8*(K673*F673*'Average Project Size'!$F$6+L673*G673*'Average Project Size'!$F$7+M673*H673*'Average Project Size'!$F$8+N673*I673*'Average Project Size'!$F$10+O673*J673*'Average Project Size'!$F$9)/1000","v":6.2097549662882286E-2}]
[null,{"$f":"'Peak Identification'!B672","v":"MLBA12"},{"$f":"'Peak Identification'!D672","v":"S"},{"$f":"'Peak Identification'!E672","v":19},{"$f":"VLOOKUP($D674,'DER Output'!$S$17:$X$41,6,FALSE)","v":0.11066797934994306},{"$f":"IF($C674=\"S\",VLOOKUP($D674,'DER Output'!$S$18:$W$41,2,FALSE),VLOOKUP($D674,'DER Output'!$S$18:$W$41,3,FALSE))","v":7.5840560103576066E-2},{"$f":"IF($C674=\"S\",VLOOKUP($D674,'DER Output'!$S$18:$W$41,4,FALSE),VLOOKUP($D674,'DER Output'!$S$18:$W$41,5,FALSE))","v":7.5840560103576066E-2},{"$f":"IF($C674=\"S\",VLOOKUP($D674,'DER Output'!$S$18:$W$41,4,FALSE),VLOOKUP($D674,'DER Output'!$S$18:$W$41,5,FALSE))","v":7.5840560103576066E-2},{"$f":"IF($C674=\"S\",VLOOKUP($D674,'DER Output'!$S$18:$W$41,4,FALSE),VLOOKUP($D674,'DER Output'!$S$18:$W$41,5,FALSE))","v":7.5840560103576066E-2},{"$f":"IF($C674=\"S\",VLOOKUP($D674,'DER Output'!$S$18:$W$41,4,FALSE),VLOOKUP($D674,'DER Output'!$S$18:$W$41,5,FALSE))","v":7.5840560103576066E-2},{"$f":"IFERROR(IF(OR(C674=\"S\",C674=\"D\"),VLOOKUP(B674,'Seasonal Customer Count'!$B:$I,4,FALSE),IF(C674=\"W\",VLOOKUP(B674,'Seasonal Customer Count'!$B:$P,12,FALSE),\"Check\")),0)","v":434},{"$f":"IFERROR(IF(OR(C674=\"S\",C674=\"D\"),VLOOKUP(B674,'Seasonal Customer Count'!$B:$P,5,FALSE),IF(C674=\"W\",VLOOKUP(B674,'Seasonal Customer Count'!$B:$P,13,FALSE),\"Check\")),0)","v":53},{"$f":"IFERROR(IF(OR(C674=\"S\",C674=\"D\"),VLOOKUP(B674,'Seasonal Customer Count'!$B:$P,6,FALSE),IF(C674=\"W\",VLOOKUP(B674,'Seasonal Customer Count'!$B:$P,14,FALSE),\"Check\")),0)","v":25},{"$f":"IFERROR(IF(OR(C674=\"S\",C674=\"D\"),VLOOKUP(B674,'Seasonal Customer Count'!$B:$P,7,FALSE),IF(C674=\"W\",VLOOKUP(B674,'Seasonal Customer Count'!$B:$P,15,FALSE),\"Check\")),0)","v":0},{"$f":"IFERROR(IF(OR(C674=\"S\",C674=\"D\"),VLOOKUP(B674,'Seasonal Customer Count'!$B:$P,8,FALSE),IF(C674=\"W\",VLOOKUP(B674,'Seasonal Customer Count'!$B:$P,16,FALSE),\"Check\")),0)","v":153},{"$f":"Summary!$D$8*(K674*'Average Project Size'!$F$6+L674*'Average Project Size'!$F$7+M674*'Average Project Size'!$F$8+N674*'Average Project Size'!$F$10+O674*'Average Project Size'!$F$9)/1000","v":0.12274972123950753},{"$f":"Summary!$D$8*(K674*F674*'Average Project Size'!$F$6+L674*G674*'Average Project Size'!$F$7+M674*H674*'Average Project Size'!$F$8+N674*I674*'Average Project Size'!$F$10+O674*J674*'Average Project Size'!$F$9)/1000","v":9.3094076113620795E-3}]
[null,{"$f":"'Peak Identification'!B673","v":"MLBA T-061"},{"$f":"'Peak Identification'!D673","v":"S"},{"$f":"'Peak Identification'!E673","v":17},{"$f":"VLOOKUP($D675,'DER Output'!$S$17:$X$41,6,FALSE)","v":0.19174838710475617},{"$f":"IF($C675=\"S\",VLOOKUP($D675,'DER Output'!$S$18:$W$41,2,FALSE),VLOOKUP($D675,'DER Output'!$S$18:$W$41,3,FALSE))","v":0.30300399777640191},{"$f":"IF($C675=\"S\",VLOOKUP($D675,'DER Output'!$S$18:$W$41,4,FALSE),VLOOKUP($D675,'DER Output'!$S$18:$W$41,5,FALSE))","v":0.30300399777640191},{"$f":"IF($C675=\"S\",VLOOKUP($D675,'DER Output'!$S$18:$W$41,4,FALSE),VLOOKUP($D675,'DER Output'!$S$18:$W$41,5,FALSE))","v":0.30300399777640191},{"$f":"IF($C675=\"S\",VLOOKUP($D675,'DER Output'!$S$18:$W$41,4,FALSE),VLOOKUP($D675,'DER Output'!$S$18:$W$41,5,FALSE))","v":0.30300399777640191},{"$f":"IF($C675=\"S\",VLOOKUP($D675,'DER Output'!$S$18:$W$41,4,FALSE),VLOOKUP($D675,'DER Output'!$S$18:$W$41,5,FALSE))","v":0.30300399777640191},{"$f":"IFERROR(IF(OR(C675=\"S\",C675=\"D\"),VLOOKUP(B675,'Seasonal Customer Count'!$B:$I,4,FALSE),IF(C675=\"W\",VLOOKUP(B675,'Seasonal Customer Count'!$B:$P,12,FALSE),\"Check\")),0)","v":693},{"$f":"IFERROR(IF(OR(C675=\"S\",C675=\"D\"),VLOOKUP(B675,'Seasonal Customer Count'!$B:$P,5,FALSE),IF(C675=\"W\",VLOOKUP(B675,'Seasonal Customer Count'!$B:$P,13,FALSE),\"Check\")),0)","v":78},{"$f":"IFERROR(IF(OR(C675=\"S\",C675=\"D\"),VLOOKUP(B675,'Seasonal Customer Count'!$B:$P,6,FALSE),IF(C675=\"W\",VLOOKUP(B675,'Seasonal Customer Count'!$B:$P,14,FALSE),\"Check\")),0)","v":61},{"$f":"IFERROR(IF(OR(C675=\"S\",C675=\"D\"),VLOOKUP(B675,'Seasonal Customer Count'!$B:$P,7,FALSE),IF(C675=\"W\",VLOOKUP(B675,'Seasonal Customer Count'!$B:$P,15,FALSE),\"Check\")),0)","v":1},{"$f":"IFERROR(IF(OR(C675=\"S\",C675=\"D\"),VLOOKUP(B675,'Seasonal Customer Count'!$B:$P,8,FALSE),IF(C675=\"W\",VLOOKUP(B675,'Seasonal Customer Count'!$B:$P,16,FALSE),\"Check\")),0)","v":178},{"$f":"Summary!$D$8*(K675*'Average Project Size'!$F$6+L675*'Average Project Size'!$F$7+M675*'Average Project Size'!$F$8+N675*'Average Project Size'!$F$10+O675*'Average Project Size'!$F$9)/1000","v":0.15990556983230708},{"$f":"Summary!$D$8*(K675*F675*'Average Project Size'!$F$6+L675*G675*'Average Project Size'!$F$7+M675*H675*'Average Project Size'!$F$8+N675*I675*'Average Project Size'!$F$10+O675*J675*'Average Project Size'!$F$9)/1000","v":4.8452026925902662E-2}]
[null,{"$f":"'Peak Identification'!B674","v":"MLNR41"},{"$f":"'Peak Identification'!D674","v":"S"},{"$f":"'Peak Identification'!E674","v":18},{"$f":"VLOOKUP($D676,'DER Output'!$S$17:$X$41,6,FALSE)","v":0.16032398020038169},{"$f":"IF($C676=\"S\",VLOOKUP($D676,'DER Output'!$S$18:$W$41,2,FALSE),VLOOKUP($D676,'DER Output'!$S$18:$W$41,3,FALSE))","v":0.17224423800777711},{"$f":"IF($C676=\"S\",VLOOKUP($D676,'DER Output'!$S$18:$W$41,4,FALSE),VLOOKUP($D676,'DER Output'!$S$18:$W$41,5,FALSE))","v":0.17224423800777711},{"$f":"IF($C676=\"S\",VLOOKUP($D676,'DER Output'!$S$18:$W$41,4,FALSE),VLOOKUP($D676,'DER Output'!$S$18:$W$41,5,FALSE))","v":0.17224423800777711},{"$f":"IF($C676=\"S\",VLOOKUP($D676,'DER Output'!$S$18:$W$41,4,FALSE),VLOOKUP($D676,'DER Output'!$S$18:$W$41,5,FALSE))","v":0.17224423800777711},{"$f":"IF($C676=\"S\",VLOOKUP($D676,'DER Output'!$S$18:$W$41,4,FALSE),VLOOKUP($D676,'DER Output'!$S$18:$W$41,5,FALSE))","v":0.17224423800777711},{"$f":"IFERROR(IF(OR(C676=\"S\",C676=\"D\"),VLOOKUP(B676,'Seasonal Customer Count'!$B:$I,4,FALSE),IF(C676=\"W\",VLOOKUP(B676,'Seasonal Customer Count'!$B:$P,12,FALSE),\"Check\")),0)","v":68},{"$f":"IFERROR(IF(OR(C676=\"S\",C676=\"D\"),VLOOKUP(B676,'Seasonal Customer Count'!$B:$P,5,FALSE),IF(C676=\"W\",VLOOKUP(B676,'Seasonal Customer Count'!$B:$P,13,FALSE),\"Check\")),0)","v":17},{"$f":"IFERROR(IF(OR(C676=\"S\",C676=\"D\"),VLOOKUP(B676,'Seasonal Customer Count'!$B:$P,6,FALSE),IF(C676=\"W\",VLOOKUP(B676,'Seasonal Customer Count'!$B:$P,14,FALSE),\"Check\")),0)","v":14},{"$f":"IFERROR(IF(OR(C676=\"S\",C676=\"D\"),VLOOKUP(B676,'Seasonal Customer Count'!$B:$P,7,FALSE),IF(C676=\"W\",VLOOKUP(B676,'Seasonal Customer Count'!$B:$P,15,FALSE),\"Check\")),0)","v":0},{"$f":"IFERROR(IF(OR(C676=\"S\",C676=\"D\"),VLOOKUP(B676,'Seasonal Customer Count'!$B:$P,8,FALSE),IF(C676=\"W\",VLOOKUP(B676,'Seasonal Customer Count'!$B:$P,16,FALSE),\"Check\")),0)","v":70},{"$f":"Summary!$D$8*(K676*'Average Project Size'!$F$6+L676*'Average Project Size'!$F$7+M676*'Average Project Size'!$F$8+N676*'Average Project Size'!$F$10+O676*'Average Project Size'!$F$9)/1000","v":5.0879492885240456E-2},{"$f":"Summary!$D$8*(K676*F676*'Average Project Size'!$F$6+L676*G676*'Average Project Size'!$F$7+M676*H676*'Average Project Size'!$F$8+N676*I676*'Average Project Size'!$F$10+O676*J676*'Average Project Size'!$F$9)/1000","v":8.7636994822403586E-3}]
[null,{"$f":"'Peak Identification'!B675","v":"MLNR42"},{"$f":"'Peak Identification'!D675","v":"S"},{"$f":"'Peak Identification'!E675","v":16},{"$f":"VLOOKUP($D677,'DER Output'!$S$17:$X$41,6,FALSE)","v":0.22644022312513051},{"$f":"IF($C677=\"S\",VLOOKUP($D677,'DER Output'!$S$18:$W$41,2,FALSE),VLOOKUP($D677,'DER Output'!$S$18:$W$41,3,FALSE))","v":0.44781407722569133},{"$f":"IF($C677=\"S\",VLOOKUP($D677,'DER Output'!$S$18:$W$41,4,FALSE),VLOOKUP($D677,'DER Output'!$S$18:$W$41,5,FALSE))","v":0.44781407722569133},{"$f":"IF($C677=\"S\",VLOOKUP($D677,'DER Output'!$S$18:$W$41,4,FALSE),VLOOKUP($D677,'DER Output'!$S$18:$W$41,5,FALSE))","v":0.44781407722569133},{"$f":"IF($C677=\"S\",VLOOKUP($D677,'DER Output'!$S$18:$W$41,4,FALSE),VLOOKUP($D677,'DER Output'!$S$18:$W$41,5,FALSE))","v":0.44781407722569133},{"$f":"IF($C677=\"S\",VLOOKUP($D677,'DER Output'!$S$18:$W$41,4,FALSE),VLOOKUP($D677,'DER Output'!$S$18:$W$41,5,FALSE))","v":0.44781407722569133},{"$f":"IFERROR(IF(OR(C677=\"S\",C677=\"D\"),VLOOKUP(B677,'Seasonal Customer Count'!$B:$I,4,FALSE),IF(C677=\"W\",VLOOKUP(B677,'Seasonal Customer Count'!$B:$P,12,FALSE),\"Check\")),0)","v":212},{"$f":"IFERROR(IF(OR(C677=\"S\",C677=\"D\"),VLOOKUP(B677,'Seasonal Customer Count'!$B:$P,5,FALSE),IF(C677=\"W\",VLOOKUP(B677,'Seasonal Customer Count'!$B:$P,13,FALSE),\"Check\")),0)","v":34},{"$f":"IFERROR(IF(OR(C677=\"S\",C677=\"D\"),VLOOKUP(B677,'Seasonal Customer Count'!$B:$P,6,FALSE),IF(C677=\"W\",VLOOKUP(B677,'Seasonal Customer Count'!$B:$P,14,FALSE),\"Check\")),0)","v":46},{"$f":"IFERROR(IF(OR(C677=\"S\",C677=\"D\"),VLOOKUP(B677,'Seasonal Customer Count'!$B:$P,7,FALSE),IF(C677=\"W\",VLOOKUP(B677,'Seasonal Customer Count'!$B:$P,15,FALSE),\"Check\")),0)","v":0},{"$f":"IFERROR(IF(OR(C677=\"S\",C677=\"D\"),VLOOKUP(B677,'Seasonal Customer Count'!$B:$P,8,FALSE),IF(C677=\"W\",VLOOKUP(B677,'Seasonal Customer Count'!$B:$P,16,FALSE),\"Check\")),0)","v":168},{"$f":"Summary!$D$8*(K677*'Average Project Size'!$F$6+L677*'Average Project Size'!$F$7+M677*'Average Project Size'!$F$8+N677*'Average Project Size'!$F$10+O677*'Average Project Size'!$F$9)/1000","v":0.12568428157634781},{"$f":"Summary!$D$8*(K677*F677*'Average Project Size'!$F$6+L677*G677*'Average Project Size'!$F$7+M677*H677*'Average Project Size'!$F$8+N677*I677*'Average Project Size'!$F$10+O677*J677*'Average Project Size'!$F$9)/1000","v":5.6283190575886148E-2}]
[null,{"$f":"'Peak Identification'!B676","v":"MLNR43"},{"$f":"'Peak Identification'!D676","v":"S"},{"$f":"'Peak Identification'!E676","v":16},{"$f":"VLOOKUP($D678,'DER Output'!$S$17:$X$41,6,FALSE)","v":0.22644022312513051},{"$f":"IF($C678=\"S\",VLOOKUP($D678,'DER Output'!$S$18:$W$41,2,FALSE),VLOOKUP($D678,'DER Output'!$S$18:$W$41,3,FALSE))","v":0.44781407722569133},{"$f":"IF($C678=\"S\",VLOOKUP($D678,'DER Output'!$S$18:$W$41,4,FALSE),VLOOKUP($D678,'DER Output'!$S$18:$W$41,5,FALSE))","v":0.44781407722569133},{"$f":"IF($C678=\"S\",VLOOKUP($D678,'DER Output'!$S$18:$W$41,4,FALSE),VLOOKUP($D678,'DER Output'!$S$18:$W$41,5,FALSE))","v":0.44781407722569133},{"$f":"IF($C678=\"S\",VLOOKUP($D678,'DER Output'!$S$18:$W$41,4,FALSE),VLOOKUP($D678,'DER Output'!$S$18:$W$41,5,FALSE))","v":0.44781407722569133},{"$f":"IF($C678=\"S\",VLOOKUP($D678,'DER Output'!$S$18:$W$41,4,FALSE),VLOOKUP($D678,'DER Output'!$S$18:$W$41,5,FALSE))","v":0.44781407722569133},{"$f":"IFERROR(IF(OR(C678=\"S\",C678=\"D\"),VLOOKUP(B678,'Seasonal Customer Count'!$B:$I,4,FALSE),IF(C678=\"W\",VLOOKUP(B678,'Seasonal Customer Count'!$B:$P,12,FALSE),\"Check\")),0)","v":83},{"$f":"IFERROR(IF(OR(C678=\"S\",C678=\"D\"),VLOOKUP(B678,'Seasonal Customer Count'!$B:$P,5,FALSE),IF(C678=\"W\",VLOOKUP(B678,'Seasonal Customer Count'!$B:$P,13,FALSE),\"Check\")),0)","v":19},{"$f":"IFERROR(IF(OR(C678=\"S\",C678=\"D\"),VLOOKUP(B678,'Seasonal Customer Count'!$B:$P,6,FALSE),IF(C678=\"W\",VLOOKUP(B678,'Seasonal Customer Count'!$B:$P,14,FALSE),\"Check\")),0)","v":28},{"$f":"IFERROR(IF(OR(C678=\"S\",C678=\"D\"),VLOOKUP(B678,'Seasonal Customer Count'!$B:$P,7,FALSE),IF(C678=\"W\",VLOOKUP(B678,'Seasonal Customer Count'!$B:$P,15,FALSE),\"Check\")),0)","v":1},{"$f":"IFERROR(IF(OR(C678=\"S\",C678=\"D\"),VLOOKUP(B678,'Seasonal Customer Count'!$B:$P,8,FALSE),IF(C678=\"W\",VLOOKUP(B678,'Seasonal Customer Count'!$B:$P,16,FALSE),\"Check\")),0)","v":100},{"$f":"Summary!$D$8*(K678*'Average Project Size'!$F$6+L678*'Average Project Size'!$F$7+M678*'Average Project Size'!$F$8+N678*'Average Project Size'!$F$10+O678*'Average Project Size'!$F$9)/1000","v":7.6046530232330836E-2},{"$f":"Summary!$D$8*(K678*F678*'Average Project Size'!$F$6+L678*G678*'Average Project Size'!$F$7+M678*H678*'Average Project Size'!$F$8+N678*I678*'Average Project Size'!$F$10+O678*J678*'Average Project Size'!$F$9)/1000","v":3.4054706762206871E-2}]
[null,{"$f":"'Peak Identification'!B677","v":"MLNR T-061"},{"$f":"'Peak Identification'!D677","v":"S"},{"$f":"'Peak Identification'!E677","v":9},{"$f":"VLOOKUP($D679,'DER Output'!$S$17:$X$41,6,FALSE)","v":0},{"$f":"IF($C679=\"S\",VLOOKUP($D679,'DER Output'!$S$18:$W$41,2,FALSE),VLOOKUP($D679,'DER Output'!$S$18:$W$41,3,FALSE))","v":0.33510518636371905},{"$f":"IF($C679=\"S\",VLOOKUP($D679,'DER Output'!$S$18:$W$41,4,FALSE),VLOOKUP($D679,'DER Output'!$S$18:$W$41,5,FALSE))","v":0.33510518636371905},{"$f":"IF($C679=\"S\",VLOOKUP($D679,'DER Output'!$S$18:$W$41,4,FALSE),VLOOKUP($D679,'DER Output'!$S$18:$W$41,5,FALSE))","v":0.33510518636371905},{"$f":"IF($C679=\"S\",VLOOKUP($D679,'DER Output'!$S$18:$W$41,4,FALSE),VLOOKUP($D679,'DER Output'!$S$18:$W$41,5,FALSE))","v":0.33510518636371905},{"$f":"IF($C679=\"S\",VLOOKUP($D679,'DER Output'!$S$18:$W$41,4,FALSE),VLOOKUP($D679,'DER Output'!$S$18:$W$41,5,FALSE))","v":0.33510518636371905},{"$f":"IFERROR(IF(OR(C679=\"S\",C679=\"D\"),VLOOKUP(B679,'Seasonal Customer Count'!$B:$I,4,FALSE),IF(C679=\"W\",VLOOKUP(B679,'Seasonal Customer Count'!$B:$P,12,FALSE),\"Check\")),0)","v":0},{"$f":"IFERROR(IF(OR(C679=\"S\",C679=\"D\"),VLOOKUP(B679,'Seasonal Customer Count'!$B:$P,5,FALSE),IF(C679=\"W\",VLOOKUP(B679,'Seasonal Customer Count'!$B:$P,13,FALSE),\"Check\")),0)","v":0},{"$f":"IFERROR(IF(OR(C679=\"S\",C679=\"D\"),VLOOKUP(B679,'Seasonal Customer Count'!$B:$P,6,FALSE),IF(C679=\"W\",VLOOKUP(B679,'Seasonal Customer Count'!$B:$P,14,FALSE),\"Check\")),0)","v":0},{"$f":"IFERROR(IF(OR(C679=\"S\",C679=\"D\"),VLOOKUP(B679,'Seasonal Customer Count'!$B:$P,7,FALSE),IF(C679=\"W\",VLOOKUP(B679,'Seasonal Customer Count'!$B:$P,15,FALSE),\"Check\")),0)","v":0},{"$f":"IFERROR(IF(OR(C679=\"S\",C679=\"D\"),VLOOKUP(B679,'Seasonal Customer Count'!$B:$P,8,FALSE),IF(C679=\"W\",VLOOKUP(B679,'Seasonal Customer Count'!$B:$P,16,FALSE),\"Check\")),0)","v":0},{"$f":"Summary!$D$8*(K679*'Average Project Size'!$F$6+L679*'Average Project Size'!$F$7+M679*'Average Project Size'!$F$8+N679*'Average Project Size'!$F$10+O679*'Average Project Size'!$F$9)/1000","v":0},{"$f":"Summary!$D$8*(K679*F679*'Average Project Size'!$F$6+L679*G679*'Average Project Size'!$F$7+M679*H679*'Average Project Size'!$F$8+N679*I679*'Average Project Size'!$F$10+O679*J679*'Average Project Size'!$F$9)/1000","v":0}]
[null,{"$f":"'Peak Identification'!B678","v":"MLNR T-131"},{"$f":"'Peak Identification'!D678","v":"S"},{"$f":"'Peak Identification'!E678","v":10},{"$f":"VLOOKUP($D680,'DER Output'!$S$17:$X$41,6,FALSE)","v":0},{"$f":"IF($C680=\"S\",VLOOKUP($D680,'DER Output'!$S$18:$W$41,2,FALSE),VLOOKUP($D680,'DER Output'!$S$18:$W$41,3,FALSE))","v":0.49368339993884308},{"$f":"IF($C680=\"S\",VLOOKUP($D680,'DER Output'!$S$18:$W$41,4,FALSE),VLOOKUP($D680,'DER Output'!$S$18:$W$41,5,FALSE))","v":0.49368339993884308},{"$f":"IF($C680=\"S\",VLOOKUP($D680,'DER Output'!$S$18:$W$41,4,FALSE),VLOOKUP($D680,'DER Output'!$S$18:$W$41,5,FALSE))","v":0.49368339993884308},{"$f":"IF($C680=\"S\",VLOOKUP($D680,'DER Output'!$S$18:$W$41,4,FALSE),VLOOKUP($D680,'DER Output'!$S$18:$W$41,5,FALSE))","v":0.49368339993884308},{"$f":"IF($C680=\"S\",VLOOKUP($D680,'DER Output'!$S$18:$W$41,4,FALSE),VLOOKUP($D680,'DER Output'!$S$18:$W$41,5,FALSE))","v":0.49368339993884308},{"$f":"IFERROR(IF(OR(C680=\"S\",C680=\"D\"),VLOOKUP(B680,'Seasonal Customer Count'!$B:$I,4,FALSE),IF(C680=\"W\",VLOOKUP(B680,'Seasonal Customer Count'!$B:$P,12,FALSE),\"Check\")),0)","v":0},{"$f":"IFERROR(IF(OR(C680=\"S\",C680=\"D\"),VLOOKUP(B680,'Seasonal Customer Count'!$B:$P,5,FALSE),IF(C680=\"W\",VLOOKUP(B680,'Seasonal Customer Count'!$B:$P,13,FALSE),\"Check\")),0)","v":0},{"$f":"IFERROR(IF(OR(C680=\"S\",C680=\"D\"),VLOOKUP(B680,'Seasonal Customer Count'!$B:$P,6,FALSE),IF(C680=\"W\",VLOOKUP(B680,'Seasonal Customer Count'!$B:$P,14,FALSE),\"Check\")),0)","v":0},{"$f":"IFERROR(IF(OR(C680=\"S\",C680=\"D\"),VLOOKUP(B680,'Seasonal Customer Count'!$B:$P,7,FALSE),IF(C680=\"W\",VLOOKUP(B680,'Seasonal Customer Count'!$B:$P,15,FALSE),\"Check\")),0)","v":0},{"$f":"IFERROR(IF(OR(C680=\"S\",C680=\"D\"),VLOOKUP(B680,'Seasonal Customer Count'!$B:$P,8,FALSE),IF(C680=\"W\",VLOOKUP(B680,'Seasonal Customer Count'!$B:$P,16,FALSE),\"Check\")),0)","v":0},{"$f":"Summary!$D$8*(K680*'Average Project Size'!$F$6+L680*'Average Project Size'!$F$7+M680*'Average Project Size'!$F$8+N680*'Average Project Size'!$F$10+O680*'Average Project Size'!$F$9)/1000","v":0},{"$f":"Summary!$D$8*(K680*F680*'Average Project Size'!$F$6+L680*G680*'Average Project Size'!$F$7+M680*H680*'Average Project Size'!$F$8+N680*I680*'Average Project Size'!$F$10+O680*J680*'Average Project Size'!$F$9)/1000","v":0}]
[null,{"$f":"'Peak Identification'!B679","v":"MLNR T-132"},{"$f":"'Peak Identification'!D679","v":"S"},{"$f":"'Peak Identification'!E679","v":14},{"$f":"VLOOKUP($D681,'DER Output'!$S$17:$X$41,6,FALSE)","v":0.26694349499860076},{"$f":"IF($C681=\"S\",VLOOKUP($D681,'DER Output'!$S$18:$W$41,2,FALSE),VLOOKUP($D681,'DER Output'!$S$18:$W$41,3,FALSE))","v":0.65426593965075153},{"$f":"IF($C681=\"S\",VLOOKUP($D681,'DER Output'!$S$18:$W$41,4,FALSE),VLOOKUP($D681,'DER Output'!$S$18:$W$41,5,FALSE))","v":0.65426593965075153},{"$f":"IF($C681=\"S\",VLOOKUP($D681,'DER Output'!$S$18:$W$41,4,FALSE),VLOOKUP($D681,'DER Output'!$S$18:$W$41,5,FALSE))","v":0.65426593965075153},{"$f":"IF($C681=\"S\",VLOOKUP($D681,'DER Output'!$S$18:$W$41,4,FALSE),VLOOKUP($D681,'DER Output'!$S$18:$W$41,5,FALSE))","v":0.65426593965075153},{"$f":"IF($C681=\"S\",VLOOKUP($D681,'DER Output'!$S$18:$W$41,4,FALSE),VLOOKUP($D681,'DER Output'!$S$18:$W$41,5,FALSE))","v":0.65426593965075153},{"$f":"IFERROR(IF(OR(C681=\"S\",C681=\"D\"),VLOOKUP(B681,'Seasonal Customer Count'!$B:$I,4,FALSE),IF(C681=\"W\",VLOOKUP(B681,'Seasonal Customer Count'!$B:$P,12,FALSE),\"Check\")),0)","v":280},{"$f":"IFERROR(IF(OR(C681=\"S\",C681=\"D\"),VLOOKUP(B681,'Seasonal Customer Count'!$B:$P,5,FALSE),IF(C681=\"W\",VLOOKUP(B681,'Seasonal Customer Count'!$B:$P,13,FALSE),\"Check\")),0)","v":51},{"$f":"IFERROR(IF(OR(C681=\"S\",C681=\"D\"),VLOOKUP(B681,'Seasonal Customer Count'!$B:$P,6,FALSE),IF(C681=\"W\",VLOOKUP(B681,'Seasonal Customer Count'!$B:$P,14,FALSE),\"Check\")),0)","v":60},{"$f":"IFERROR(IF(OR(C681=\"S\",C681=\"D\"),VLOOKUP(B681,'Seasonal Customer Count'!$B:$P,7,FALSE),IF(C681=\"W\",VLOOKUP(B681,'Seasonal Customer Count'!$B:$P,15,FALSE),\"Check\")),0)","v":0},{"$f":"IFERROR(IF(OR(C681=\"S\",C681=\"D\"),VLOOKUP(B681,'Seasonal Customer Count'!$B:$P,8,FALSE),IF(C681=\"W\",VLOOKUP(B681,'Seasonal Customer Count'!$B:$P,16,FALSE),\"Check\")),0)","v":238},{"$f":"Summary!$D$8*(K681*'Average Project Size'!$F$6+L681*'Average Project Size'!$F$7+M681*'Average Project Size'!$F$8+N681*'Average Project Size'!$F$10+O681*'Average Project Size'!$F$9)/1000","v":0.17656377446158825},{"$f":"Summary!$D$8*(K681*F681*'Average Project Size'!$F$6+L681*G681*'Average Project Size'!$F$7+M681*H681*'Average Project Size'!$F$8+N681*I681*'Average Project Size'!$F$10+O681*J681*'Average Project Size'!$F$9)/1000","v":0.1155196638063944}]
[null,{"$f":"'Peak Identification'!B680","v":"MLNR T-133"},{"$f":"'Peak Identification'!D680","v":"S"},{"$f":"'Peak Identification'!E680","v":16},{"$f":"VLOOKUP($D682,'DER Output'!$S$17:$X$41,6,FALSE)","v":0.22644022312513051},{"$f":"IF($C682=\"S\",VLOOKUP($D682,'DER Output'!$S$18:$W$41,2,FALSE),VLOOKUP($D682,'DER Output'!$S$18:$W$41,3,FALSE))","v":0.44781407722569133},{"$f":"IF($C682=\"S\",VLOOKUP($D682,'DER Output'!$S$18:$W$41,4,FALSE),VLOOKUP($D682,'DER Output'!$S$18:$W$41,5,FALSE))","v":0.44781407722569133},{"$f":"IF($C682=\"S\",VLOOKUP($D682,'DER Output'!$S$18:$W$41,4,FALSE),VLOOKUP($D682,'DER Output'!$S$18:$W$41,5,FALSE))","v":0.44781407722569133},{"$f":"IF($C682=\"S\",VLOOKUP($D682,'DER Output'!$S$18:$W$41,4,FALSE),VLOOKUP($D682,'DER Output'!$S$18:$W$41,5,FALSE))","v":0.44781407722569133},{"$f":"IF($C682=\"S\",VLOOKUP($D682,'DER Output'!$S$18:$W$41,4,FALSE),VLOOKUP($D682,'DER Output'!$S$18:$W$41,5,FALSE))","v":0.44781407722569133},{"$f":"IFERROR(IF(OR(C682=\"S\",C682=\"D\"),VLOOKUP(B682,'Seasonal Customer Count'!$B:$I,4,FALSE),IF(C682=\"W\",VLOOKUP(B682,'Seasonal Customer Count'!$B:$P,12,FALSE),\"Check\")),0)","v":83},{"$f":"IFERROR(IF(OR(C682=\"S\",C682=\"D\"),VLOOKUP(B682,'Seasonal Customer Count'!$B:$P,5,FALSE),IF(C682=\"W\",VLOOKUP(B682,'Seasonal Customer Count'!$B:$P,13,FALSE),\"Check\")),0)","v":19},{"$f":"IFERROR(IF(OR(C682=\"S\",C682=\"D\"),VLOOKUP(B682,'Seasonal Customer Count'!$B:$P,6,FALSE),IF(C682=\"W\",VLOOKUP(B682,'Seasonal Customer Count'!$B:$P,14,FALSE),\"Check\")),0)","v":28},{"$f":"IFERROR(IF(OR(C682=\"S\",C682=\"D\"),VLOOKUP(B682,'Seasonal Customer Count'!$B:$P,7,FALSE),IF(C682=\"W\",VLOOKUP(B682,'Seasonal Customer Count'!$B:$P,15,FALSE),\"Check\")),0)","v":1},{"$f":"IFERROR(IF(OR(C682=\"S\",C682=\"D\"),VLOOKUP(B682,'Seasonal Customer Count'!$B:$P,8,FALSE),IF(C682=\"W\",VLOOKUP(B682,'Seasonal Customer Count'!$B:$P,16,FALSE),\"Check\")),0)","v":100},{"$f":"Summary!$D$8*(K682*'Average Project Size'!$F$6+L682*'Average Project Size'!$F$7+M682*'Average Project Size'!$F$8+N682*'Average Project Size'!$F$10+O682*'Average Project Size'!$F$9)/1000","v":7.6046530232330836E-2},{"$f":"Summary!$D$8*(K682*F682*'Average Project Size'!$F$6+L682*G682*'Average Project Size'!$F$7+M682*H682*'Average Project Size'!$F$8+N682*I682*'Average Project Size'!$F$10+O682*J682*'Average Project Size'!$F$9)/1000","v":3.4054706762206871E-2}]
[null,{"$f":"'Peak Identification'!B681","v":"MLPR T-131"},{"$f":"'Peak Identification'!D681","v":"S"},{"$f":"'Peak Identification'!E681","v":16},{"$f":"VLOOKUP($D683,'DER Output'!$S$17:$X$41,6,FALSE)","v":0.22644022312513051},{"$f":"IF($C683=\"S\",VLOOKUP($D683,'DER Output'!$S$18:$W$41,2,FALSE),VLOOKUP($D683,'DER Output'!$S$18:$W$41,3,FALSE))","v":0.44781407722569133},{"$f":"IF($C683=\"S\",VLOOKUP($D683,'DER Output'!$S$18:$W$41,4,FALSE),VLOOKUP($D683,'DER Output'!$S$18:$W$41,5,FALSE))","v":0.44781407722569133},{"$f":"IF($C683=\"S\",VLOOKUP($D683,'DER Output'!$S$18:$W$41,4,FALSE),VLOOKUP($D683,'DER Output'!$S$18:$W$41,5,FALSE))","v":0.44781407722569133},{"$f":"IF($C683=\"S\",VLOOKUP($D683,'DER Output'!$S$18:$W$41,4,FALSE),VLOOKUP($D683,'DER Output'!$S$18:$W$41,5,FALSE))","v":0.44781407722569133},{"$f":"IF($C683=\"S\",VLOOKUP($D683,'DER Output'!$S$18:$W$41,4,FALSE),VLOOKUP($D683,'DER Output'!$S$18:$W$41,5,FALSE))","v":0.44781407722569133},{"$f":"IFERROR(IF(OR(C683=\"S\",C683=\"D\"),VLOOKUP(B683,'Seasonal Customer Count'!$B:$I,4,FALSE),IF(C683=\"W\",VLOOKUP(B683,'Seasonal Customer Count'!$B:$P,12,FALSE),\"Check\")),0)","v":0},{"$f":"IFERROR(IF(OR(C683=\"S\",C683=\"D\"),VLOOKUP(B683,'Seasonal Customer Count'!$B:$P,5,FALSE),IF(C683=\"W\",VLOOKUP(B683,'Seasonal Customer Count'!$B:$P,13,FALSE),\"Check\")),0)","v":0},{"$f":"IFERROR(IF(OR(C683=\"S\",C683=\"D\"),VLOOKUP(B683,'Seasonal Customer Count'!$B:$P,6,FALSE),IF(C683=\"W\",VLOOKUP(B683,'Seasonal Customer Count'!$B:$P,14,FALSE),\"Check\")),0)","v":0},{"$f":"IFERROR(IF(OR(C683=\"S\",C683=\"D\"),VLOOKUP(B683,'Seasonal Customer Count'!$B:$P,7,FALSE),IF(C683=\"W\",VLOOKUP(B683,'Seasonal Customer Count'!$B:$P,15,FALSE),\"Check\")),0)","v":0},{"$f":"IFERROR(IF(OR(C683=\"S\",C683=\"D\"),VLOOKUP(B683,'Seasonal Customer Count'!$B:$P,8,FALSE),IF(C683=\"W\",VLOOKUP(B683,'Seasonal Customer Count'!$B:$P,16,FALSE),\"Check\")),0)","v":0},{"$f":"Summary!$D$8*(K683*'Average Project Size'!$F$6+L683*'Average Project Size'!$F$7+M683*'Average Project Size'!$F$8+N683*'Average Project Size'!$F$10+O683*'Average Project Size'!$F$9)/1000","v":0},{"$f":"Summary!$D$8*(K683*F683*'Average Project Size'!$F$6+L683*G683*'Average Project Size'!$F$7+M683*H683*'Average Project Size'!$F$8+N683*I683*'Average Project Size'!$F$10+O683*J683*'Average Project Size'!$F$9)/1000","v":0}]
[null,{"$f":"'Peak Identification'!B682","v":"MNHM11"},{"$f":"'Peak Identification'!D682","v":"S"},{"$f":"'Peak Identification'!E682","v":15},{"$f":"VLOOKUP($D684,'DER Output'!$S$17:$X$41,6,FALSE)","v":0.24675324675324678},{"$f":"IF($C684=\"S\",VLOOKUP($D684,'DER Output'!$S$18:$W$41,2,FALSE),VLOOKUP($D684,'DER Output'!$S$18:$W$41,3,FALSE))","v":0.57498529407079435},{"$f":"IF($C684=\"S\",VLOOKUP($D684,'DER Output'!$S$18:$W$41,4,FALSE),VLOOKUP($D684,'DER Output'!$S$18:$W$41,5,FALSE))","v":0.57498529407079435},{"$f":"IF($C684=\"S\",VLOOKUP($D684,'DER Output'!$S$18:$W$41,4,FALSE),VLOOKUP($D684,'DER Output'!$S$18:$W$41,5,FALSE))","v":0.57498529407079435},{"$f":"IF($C684=\"S\",VLOOKUP($D684,'DER Output'!$S$18:$W$41,4,FALSE),VLOOKUP($D684,'DER Output'!$S$18:$W$41,5,FALSE))","v":0.57498529407079435},{"$f":"IF($C684=\"S\",VLOOKUP($D684,'DER Output'!$S$18:$W$41,4,FALSE),VLOOKUP($D684,'DER Output'!$S$18:$W$41,5,FALSE))","v":0.57498529407079435},{"$f":"IFERROR(IF(OR(C684=\"S\",C684=\"D\"),VLOOKUP(B684,'Seasonal Customer Count'!$B:$I,4,FALSE),IF(C684=\"W\",VLOOKUP(B684,'Seasonal Customer Count'!$B:$P,12,FALSE),\"Check\")),0)","v":645},{"$f":"IFERROR(IF(OR(C684=\"S\",C684=\"D\"),VLOOKUP(B684,'Seasonal Customer Count'!$B:$P,5,FALSE),IF(C684=\"W\",VLOOKUP(B684,'Seasonal Customer Count'!$B:$P,13,FALSE),\"Check\")),0)","v":73},{"$f":"IFERROR(IF(OR(C684=\"S\",C684=\"D\"),VLOOKUP(B684,'Seasonal Customer Count'!$B:$P,6,FALSE),IF(C684=\"W\",VLOOKUP(B684,'Seasonal Customer Count'!$B:$P,14,FALSE),\"Check\")),0)","v":53},{"$f":"IFERROR(IF(OR(C684=\"S\",C684=\"D\"),VLOOKUP(B684,'Seasonal Customer Count'!$B:$P,7,FALSE),IF(C684=\"W\",VLOOKUP(B684,'Seasonal Customer Count'!$B:$P,15,FALSE),\"Check\")),0)","v":1},{"$f":"IFERROR(IF(OR(C684=\"S\",C684=\"D\"),VLOOKUP(B684,'Seasonal Customer Count'!$B:$P,8,FALSE),IF(C684=\"W\",VLOOKUP(B684,'Seasonal Customer Count'!$B:$P,16,FALSE),\"Check\")),0)","v":1},{"$f":"Summary!$D$8*(K684*'Average Project Size'!$F$6+L684*'Average Project Size'!$F$7+M684*'Average Project Size'!$F$8+N684*'Average Project Size'!$F$10+O684*'Average Project Size'!$F$9)/1000","v":4.367799688485284E-2},{"$f":"Summary!$D$8*(K684*F684*'Average Project Size'!$F$6+L684*G684*'Average Project Size'!$F$7+M684*H684*'Average Project Size'!$F$8+N684*I684*'Average Project Size'!$F$10+O684*J684*'Average Project Size'!$F$9)/1000","v":2.5114205883260354E-2}]
[null,{"$f":"'Peak Identification'!B683","v":"MNHM12"},{"$f":"'Peak Identification'!D683","v":"W"},{"$f":"'Peak Identification'!E683","v":17},{"$f":"VLOOKUP($D685,'DER Output'!$S$17:$X$41,6,FALSE)","v":0.19174838710475617},{"$f":"IF($C685=\"S\",VLOOKUP($D685,'DER Output'!$S$18:$W$41,2,FALSE),VLOOKUP($D685,'DER Output'!$S$18:$W$41,3,FALSE))","v":1.5799980883983985E-2},{"$f":"IF($C685=\"S\",VLOOKUP($D685,'DER Output'!$S$18:$W$41,4,FALSE),VLOOKUP($D685,'DER Output'!$S$18:$W$41,5,FALSE))","v":1.5799980883983985E-2},{"$f":"IF($C685=\"S\",VLOOKUP($D685,'DER Output'!$S$18:$W$41,4,FALSE),VLOOKUP($D685,'DER Output'!$S$18:$W$41,5,FALSE))","v":1.5799980883983985E-2},{"$f":"IF($C685=\"S\",VLOOKUP($D685,'DER Output'!$S$18:$W$41,4,FALSE),VLOOKUP($D685,'DER Output'!$S$18:$W$41,5,FALSE))","v":1.5799980883983985E-2},{"$f":"IF($C685=\"S\",VLOOKUP($D685,'DER Output'!$S$18:$W$41,4,FALSE),VLOOKUP($D685,'DER Output'!$S$18:$W$41,5,FALSE))","v":1.5799980883983985E-2},{"$f":"IFERROR(IF(OR(C685=\"S\",C685=\"D\"),VLOOKUP(B685,'Seasonal Customer Count'!$B:$I,4,FALSE),IF(C685=\"W\",VLOOKUP(B685,'Seasonal Customer Count'!$B:$P,12,FALSE),\"Check\")),0)","v":44},{"$f":"IFERROR(IF(OR(C685=\"S\",C685=\"D\"),VLOOKUP(B685,'Seasonal Customer Count'!$B:$P,5,FALSE),IF(C685=\"W\",VLOOKUP(B685,'Seasonal Customer Count'!$B:$P,13,FALSE),\"Check\")),0)","v":55},{"$f":"IFERROR(IF(OR(C685=\"S\",C685=\"D\"),VLOOKUP(B685,'Seasonal Customer Count'!$B:$P,6,FALSE),IF(C685=\"W\",VLOOKUP(B685,'Seasonal Customer Count'!$B:$P,14,FALSE),\"Check\")),0)","v":0},{"$f":"IFERROR(IF(OR(C685=\"S\",C685=\"D\"),VLOOKUP(B685,'Seasonal Customer Count'!$B:$P,7,FALSE),IF(C685=\"W\",VLOOKUP(B685,'Seasonal Customer Count'!$B:$P,15,FALSE),\"Check\")),0)","v":175},{"$f":"IFERROR(IF(OR(C685=\"S\",C685=\"D\"),VLOOKUP(B685,'Seasonal Customer Count'!$B:$P,8,FALSE),IF(C685=\"W\",VLOOKUP(B685,'Seasonal Customer Count'!$B:$P,16,FALSE),\"Check\")),0)","v":0},{"$f":"Summary!$D$8*(K685*'Average Project Size'!$F$6+L685*'Average Project Size'!$F$7+M685*'Average Project Size'!$F$8+N685*'Average Project Size'!$F$10+O685*'Average Project Size'!$F$9)/1000","v":0.51949738804647649},{"$f":"Summary!$D$8*(K685*F685*'Average Project Size'!$F$6+L685*G685*'Average Project Size'!$F$7+M685*H685*'Average Project Size'!$F$8+N685*I685*'Average Project Size'!$F$10+O685*J685*'Average Project Size'!$F$9)/1000","v":8.2080488004139408E-3}]
[null,{"$f":"'Peak Identification'!B684","v":"MNHM13"},{"$f":"'Peak Identification'!D684","v":"S"},{"$f":"'Peak Identification'!E684","v":16},{"$f":"VLOOKUP($D686,'DER Output'!$S$17:$X$41,6,FALSE)","v":0.22644022312513051},{"$f":"IF($C686=\"S\",VLOOKUP($D686,'DER Output'!$S$18:$W$41,2,FALSE),VLOOKUP($D686,'DER Output'!$S$18:$W$41,3,FALSE))","v":0.44781407722569133},{"$f":"IF($C686=\"S\",VLOOKUP($D686,'DER Output'!$S$18:$W$41,4,FALSE),VLOOKUP($D686,'DER Output'!$S$18:$W$41,5,FALSE))","v":0.44781407722569133},{"$f":"IF($C686=\"S\",VLOOKUP($D686,'DER Output'!$S$18:$W$41,4,FALSE),VLOOKUP($D686,'DER Output'!$S$18:$W$41,5,FALSE))","v":0.44781407722569133},{"$f":"IF($C686=\"S\",VLOOKUP($D686,'DER Output'!$S$18:$W$41,4,FALSE),VLOOKUP($D686,'DER Output'!$S$18:$W$41,5,FALSE))","v":0.44781407722569133},{"$f":"IF($C686=\"S\",VLOOKUP($D686,'DER Output'!$S$18:$W$41,4,FALSE),VLOOKUP($D686,'DER Output'!$S$18:$W$41,5,FALSE))","v":0.44781407722569133},{"$f":"IFERROR(IF(OR(C686=\"S\",C686=\"D\"),VLOOKUP(B686,'Seasonal Customer Count'!$B:$I,4,FALSE),IF(C686=\"W\",VLOOKUP(B686,'Seasonal Customer Count'!$B:$P,12,FALSE),\"Check\")),0)","v":726},{"$f":"IFERROR(IF(OR(C686=\"S\",C686=\"D\"),VLOOKUP(B686,'Seasonal Customer Count'!$B:$P,5,FALSE),IF(C686=\"W\",VLOOKUP(B686,'Seasonal Customer Count'!$B:$P,13,FALSE),\"Check\")),0)","v":33},{"$f":"IFERROR(IF(OR(C686=\"S\",C686=\"D\"),VLOOKUP(B686,'Seasonal Customer Count'!$B:$P,6,FALSE),IF(C686=\"W\",VLOOKUP(B686,'Seasonal Customer Count'!$B:$P,14,FALSE),\"Check\")),0)","v":18},{"$f":"IFERROR(IF(OR(C686=\"S\",C686=\"D\"),VLOOKUP(B686,'Seasonal Customer Count'!$B:$P,7,FALSE),IF(C686=\"W\",VLOOKUP(B686,'Seasonal Customer Count'!$B:$P,15,FALSE),\"Check\")),0)","v":1},{"$f":"IFERROR(IF(OR(C686=\"S\",C686=\"D\"),VLOOKUP(B686,'Seasonal Customer Count'!$B:$P,8,FALSE),IF(C686=\"W\",VLOOKUP(B686,'Seasonal Customer Count'!$B:$P,16,FALSE),\"Check\")),0)","v":9},{"$f":"Summary!$D$8*(K686*'Average Project Size'!$F$6+L686*'Average Project Size'!$F$7+M686*'Average Project Size'!$F$8+N686*'Average Project Size'!$F$10+O686*'Average Project Size'!$F$9)/1000","v":4.3032500618997223E-2},{"$f":"Summary!$D$8*(K686*F686*'Average Project Size'!$F$6+L686*G686*'Average Project Size'!$F$7+M686*H686*'Average Project Size'!$F$8+N686*I686*'Average Project Size'!$F$10+O686*J686*'Average Project Size'!$F$9)/1000","v":1.9270559555410231E-2}]
[null,{"$f":"'Peak Identification'!B685","v":"MNHM T-061"},{"$f":"'Peak Identification'!D685","v":"S"},{"$f":"'Peak Identification'!E685","v":17},{"$f":"VLOOKUP($D687,'DER Output'!$S$17:$X$41,6,FALSE)","v":0.19174838710475617},{"$f":"IF($C687=\"S\",VLOOKUP($D687,'DER Output'!$S$18:$W$41,2,FALSE),VLOOKUP($D687,'DER Output'!$S$18:$W$41,3,FALSE))","v":0.30300399777640191},{"$f":"IF($C687=\"S\",VLOOKUP($D687,'DER Output'!$S$18:$W$41,4,FALSE),VLOOKUP($D687,'DER Output'!$S$18:$W$41,5,FALSE))","v":0.30300399777640191},{"$f":"IF($C687=\"S\",VLOOKUP($D687,'DER Output'!$S$18:$W$41,4,FALSE),VLOOKUP($D687,'DER Output'!$S$18:$W$41,5,FALSE))","v":0.30300399777640191},{"$f":"IF($C687=\"S\",VLOOKUP($D687,'DER Output'!$S$18:$W$41,4,FALSE),VLOOKUP($D687,'DER Output'!$S$18:$W$41,5,FALSE))","v":0.30300399777640191},{"$f":"IF($C687=\"S\",VLOOKUP($D687,'DER Output'!$S$18:$W$41,4,FALSE),VLOOKUP($D687,'DER Output'!$S$18:$W$41,5,FALSE))","v":0.30300399777640191},{"$f":"IFERROR(IF(OR(C687=\"S\",C687=\"D\"),VLOOKUP(B687,'Seasonal Customer Count'!$B:$I,4,FALSE),IF(C687=\"W\",VLOOKUP(B687,'Seasonal Customer Count'!$B:$P,12,FALSE),\"Check\")),0)","v":1862},{"$f":"IFERROR(IF(OR(C687=\"S\",C687=\"D\"),VLOOKUP(B687,'Seasonal Customer Count'!$B:$P,5,FALSE),IF(C687=\"W\",VLOOKUP(B687,'Seasonal Customer Count'!$B:$P,13,FALSE),\"Check\")),0)","v":168},{"$f":"IFERROR(IF(OR(C687=\"S\",C687=\"D\"),VLOOKUP(B687,'Seasonal Customer Count'!$B:$P,6,FALSE),IF(C687=\"W\",VLOOKUP(B687,'Seasonal Customer Count'!$B:$P,14,FALSE),\"Check\")),0)","v":129},{"$f":"IFERROR(IF(OR(C687=\"S\",C687=\"D\"),VLOOKUP(B687,'Seasonal Customer Count'!$B:$P,7,FALSE),IF(C687=\"W\",VLOOKUP(B687,'Seasonal Customer Count'!$B:$P,15,FALSE),\"Check\")),0)","v":3},{"$f":"IFERROR(IF(OR(C687=\"S\",C687=\"D\"),VLOOKUP(B687,'Seasonal Customer Count'!$B:$P,8,FALSE),IF(C687=\"W\",VLOOKUP(B687,'Seasonal Customer Count'!$B:$P,16,FALSE),\"Check\")),0)","v":10},{"$f":"Summary!$D$8*(K687*'Average Project Size'!$F$6+L687*'Average Project Size'!$F$7+M687*'Average Project Size'!$F$8+N687*'Average Project Size'!$F$10+O687*'Average Project Size'!$F$9)/1000","v":0.12368446738222177},{"$f":"Summary!$D$8*(K687*F687*'Average Project Size'!$F$6+L687*G687*'Average Project Size'!$F$7+M687*H687*'Average Project Size'!$F$8+N687*I687*'Average Project Size'!$F$10+O687*J687*'Average Project Size'!$F$9)/1000","v":3.7476888079658176E-2}]
[null,{"$f":"'Peak Identification'!B686","v":"MOON41"},{"$f":"'Peak Identification'!D686","v":"S"},{"$f":"'Peak Identification'!E686","v":17},{"$f":"VLOOKUP($D688,'DER Output'!$S$17:$X$41,6,FALSE)","v":0.19174838710475617},{"$f":"IF($C688=\"S\",VLOOKUP($D688,'DER Output'!$S$18:$W$41,2,FALSE),VLOOKUP($D688,'DER Output'!$S$18:$W$41,3,FALSE))","v":0.30300399777640191},{"$f":"IF($C688=\"S\",VLOOKUP($D688,'DER Output'!$S$18:$W$41,4,FALSE),VLOOKUP($D688,'DER Output'!$S$18:$W$41,5,FALSE))","v":0.30300399777640191},{"$f":"IF($C688=\"S\",VLOOKUP($D688,'DER Output'!$S$18:$W$41,4,FALSE),VLOOKUP($D688,'DER Output'!$S$18:$W$41,5,FALSE))","v":0.30300399777640191},{"$f":"IF($C688=\"S\",VLOOKUP($D688,'DER Output'!$S$18:$W$41,4,FALSE),VLOOKUP($D688,'DER Output'!$S$18:$W$41,5,FALSE))","v":0.30300399777640191},{"$f":"IF($C688=\"S\",VLOOKUP($D688,'DER Output'!$S$18:$W$41,4,FALSE),VLOOKUP($D688,'DER Output'!$S$18:$W$41,5,FALSE))","v":0.30300399777640191},{"$f":"IFERROR(IF(OR(C688=\"S\",C688=\"D\"),VLOOKUP(B688,'Seasonal Customer Count'!$B:$I,4,FALSE),IF(C688=\"W\",VLOOKUP(B688,'Seasonal Customer Count'!$B:$P,12,FALSE),\"Check\")),0)","v":598},{"$f":"IFERROR(IF(OR(C688=\"S\",C688=\"D\"),VLOOKUP(B688,'Seasonal Customer Count'!$B:$P,5,FALSE),IF(C688=\"W\",VLOOKUP(B688,'Seasonal Customer Count'!$B:$P,13,FALSE),\"Check\")),0)","v":89},{"$f":"IFERROR(IF(OR(C688=\"S\",C688=\"D\"),VLOOKUP(B688,'Seasonal Customer Count'!$B:$P,6,FALSE),IF(C688=\"W\",VLOOKUP(B688,'Seasonal Customer Count'!$B:$P,14,FALSE),\"Check\")),0)","v":53},{"$f":"IFERROR(IF(OR(C688=\"S\",C688=\"D\"),VLOOKUP(B688,'Seasonal Customer Count'!$B:$P,7,FALSE),IF(C688=\"W\",VLOOKUP(B688,'Seasonal Customer Count'!$B:$P,15,FALSE),\"Check\")),0)","v":0},{"$f":"IFERROR(IF(OR(C688=\"S\",C688=\"D\"),VLOOKUP(B688,'Seasonal Customer Count'!$B:$P,8,FALSE),IF(C688=\"W\",VLOOKUP(B688,'Seasonal Customer Count'!$B:$P,16,FALSE),\"Check\")),0)","v":48},{"$f":"Summary!$D$8*(K688*'Average Project Size'!$F$6+L688*'Average Project Size'!$F$7+M688*'Average Project Size'!$F$8+N688*'Average Project Size'!$F$10+O688*'Average Project Size'!$F$9)/1000","v":6.9941263053537372E-2},{"$f":"Summary!$D$8*(K688*F688*'Average Project Size'!$F$6+L688*G688*'Average Project Size'!$F$7+M688*H688*'Average Project Size'!$F$8+N688*I688*'Average Project Size'!$F$10+O688*J688*'Average Project Size'!$F$9)/1000","v":2.1192482314752778E-2}]
[null,{"$f":"'Peak Identification'!B687","v":"MOON42"},{"$f":"'Peak Identification'!D687","v":"S"},{"$f":"'Peak Identification'!E687","v":9},{"$f":"VLOOKUP($D689,'DER Output'!$S$17:$X$41,6,FALSE)","v":0},{"$f":"IF($C689=\"S\",VLOOKUP($D689,'DER Output'!$S$18:$W$41,2,FALSE),VLOOKUP($D689,'DER Output'!$S$18:$W$41,3,FALSE))","v":0.33510518636371905},{"$f":"IF($C689=\"S\",VLOOKUP($D689,'DER Output'!$S$18:$W$41,4,FALSE),VLOOKUP($D689,'DER Output'!$S$18:$W$41,5,FALSE))","v":0.33510518636371905},{"$f":"IF($C689=\"S\",VLOOKUP($D689,'DER Output'!$S$18:$W$41,4,FALSE),VLOOKUP($D689,'DER Output'!$S$18:$W$41,5,FALSE))","v":0.33510518636371905},{"$f":"IF($C689=\"S\",VLOOKUP($D689,'DER Output'!$S$18:$W$41,4,FALSE),VLOOKUP($D689,'DER Output'!$S$18:$W$41,5,FALSE))","v":0.33510518636371905},{"$f":"IF($C689=\"S\",VLOOKUP($D689,'DER Output'!$S$18:$W$41,4,FALSE),VLOOKUP($D689,'DER Output'!$S$18:$W$41,5,FALSE))","v":0.33510518636371905},{"$f":"IFERROR(IF(OR(C689=\"S\",C689=\"D\"),VLOOKUP(B689,'Seasonal Customer Count'!$B:$I,4,FALSE),IF(C689=\"W\",VLOOKUP(B689,'Seasonal Customer Count'!$B:$P,12,FALSE),\"Check\")),0)","v":520},{"$f":"IFERROR(IF(OR(C689=\"S\",C689=\"D\"),VLOOKUP(B689,'Seasonal Customer Count'!$B:$P,5,FALSE),IF(C689=\"W\",VLOOKUP(B689,'Seasonal Customer Count'!$B:$P,13,FALSE),\"Check\")),0)","v":86},{"$f":"IFERROR(IF(OR(C689=\"S\",C689=\"D\"),VLOOKUP(B689,'Seasonal Customer Count'!$B:$P,6,FALSE),IF(C689=\"W\",VLOOKUP(B689,'Seasonal Customer Count'!$B:$P,14,FALSE),\"Check\")),0)","v":86},{"$f":"IFERROR(IF(OR(C689=\"S\",C689=\"D\"),VLOOKUP(B689,'Seasonal Customer Count'!$B:$P,7,FALSE),IF(C689=\"W\",VLOOKUP(B689,'Seasonal Customer Count'!$B:$P,15,FALSE),\"Check\")),0)","v":0},{"$f":"IFERROR(IF(OR(C689=\"S\",C689=\"D\"),VLOOKUP(B689,'Seasonal Customer Count'!$B:$P,8,FALSE),IF(C689=\"W\",VLOOKUP(B689,'Seasonal Customer Count'!$B:$P,16,FALSE),\"Check\")),0)","v":139},{"$f":"Summary!$D$8*(K689*'Average Project Size'!$F$6+L689*'Average Project Size'!$F$7+M689*'Average Project Size'!$F$8+N689*'Average Project Size'!$F$10+O689*'Average Project Size'!$F$9)/1000","v":0.13017497807173739},{"$f":"Summary!$D$8*(K689*F689*'Average Project Size'!$F$6+L689*G689*'Average Project Size'!$F$7+M689*H689*'Average Project Size'!$F$8+N689*I689*'Average Project Size'!$F$10+O689*J689*'Average Project Size'!$F$9)/1000","v":4.3622310286622605E-2}]
[null,{"$f":"'Peak Identification'!B688","v":"MOON T-131"},{"$f":"'Peak Identification'!D688","v":"S"},{"$f":"'Peak Identification'!E688","v":21},{"$f":"VLOOKUP($D690,'DER Output'!$S$17:$X$41,6,FALSE)","v":0},{"$f":"IF($C690=\"S\",VLOOKUP($D690,'DER Output'!$S$18:$W$41,2,FALSE),VLOOKUP($D690,'DER Output'!$S$18:$W$41,3,FALSE))","v":9.5068228432060471E-4},{"$f":"IF($C690=\"S\",VLOOKUP($D690,'DER Output'!$S$18:$W$41,4,FALSE),VLOOKUP($D690,'DER Output'!$S$18:$W$41,5,FALSE))","v":9.5068228432060471E-4},{"$f":"IF($C690=\"S\",VLOOKUP($D690,'DER Output'!$S$18:$W$41,4,FALSE),VLOOKUP($D690,'DER Output'!$S$18:$W$41,5,FALSE))","v":9.5068228432060471E-4},{"$f":"IF($C690=\"S\",VLOOKUP($D690,'DER Output'!$S$18:$W$41,4,FALSE),VLOOKUP($D690,'DER Output'!$S$18:$W$41,5,FALSE))","v":9.5068228432060471E-4},{"$f":"IF($C690=\"S\",VLOOKUP($D690,'DER Output'!$S$18:$W$41,4,FALSE),VLOOKUP($D690,'DER Output'!$S$18:$W$41,5,FALSE))","v":9.5068228432060471E-4},{"$f":"IFERROR(IF(OR(C690=\"S\",C690=\"D\"),VLOOKUP(B690,'Seasonal Customer Count'!$B:$I,4,FALSE),IF(C690=\"W\",VLOOKUP(B690,'Seasonal Customer Count'!$B:$P,12,FALSE),\"Check\")),0)","v":1118},{"$f":"IFERROR(IF(OR(C690=\"S\",C690=\"D\"),VLOOKUP(B690,'Seasonal Customer Count'!$B:$P,5,FALSE),IF(C690=\"W\",VLOOKUP(B690,'Seasonal Customer Count'!$B:$P,13,FALSE),\"Check\")),0)","v":175},{"$f":"IFERROR(IF(OR(C690=\"S\",C690=\"D\"),VLOOKUP(B690,'Seasonal Customer Count'!$B:$P,6,FALSE),IF(C690=\"W\",VLOOKUP(B690,'Seasonal Customer Count'!$B:$P,14,FALSE),\"Check\")),0)","v":139},{"$f":"IFERROR(IF(OR(C690=\"S\",C690=\"D\"),VLOOKUP(B690,'Seasonal Customer Count'!$B:$P,7,FALSE),IF(C690=\"W\",VLOOKUP(B690,'Seasonal Customer Count'!$B:$P,15,FALSE),\"Check\")),0)","v":0},{"$f":"IFERROR(IF(OR(C690=\"S\",C690=\"D\"),VLOOKUP(B690,'Seasonal Customer Count'!$B:$P,8,FALSE),IF(C690=\"W\",VLOOKUP(B690,'Seasonal Customer Count'!$B:$P,16,FALSE),\"Check\")),0)","v":187},{"$f":"Summary!$D$8*(K690*'Average Project Size'!$F$6+L690*'Average Project Size'!$F$7+M690*'Average Project Size'!$F$8+N690*'Average Project Size'!$F$10+O690*'Average Project Size'!$F$9)/1000","v":0.20011624112527479},{"$f":"Summary!$D$8*(K690*F690*'Average Project Size'!$F$6+L690*G690*'Average Project Size'!$F$7+M690*H690*'Average Project Size'!$F$8+N690*I690*'Average Project Size'!$F$10+O690*J690*'Average Project Size'!$F$9)/1000","v":1.9024696524262916E-4}]
[null,{"$f":"'Peak Identification'!B689","v":"MORA41"},{"$f":"'Peak Identification'!D689","v":"W"},{"$f":"'Peak Identification'!E689","v":17},{"$f":"VLOOKUP($D691,'DER Output'!$S$17:$X$41,6,FALSE)","v":0.19174838710475617},{"$f":"IF($C691=\"S\",VLOOKUP($D691,'DER Output'!$S$18:$W$41,2,FALSE),VLOOKUP($D691,'DER Output'!$S$18:$W$41,3,FALSE))","v":1.5799980883983985E-2},{"$f":"IF($C691=\"S\",VLOOKUP($D691,'DER Output'!$S$18:$W$41,4,FALSE),VLOOKUP($D691,'DER Output'!$S$18:$W$41,5,FALSE))","v":1.5799980883983985E-2},{"$f":"IF($C691=\"S\",VLOOKUP($D691,'DER Output'!$S$18:$W$41,4,FALSE),VLOOKUP($D691,'DER Output'!$S$18:$W$41,5,FALSE))","v":1.5799980883983985E-2},{"$f":"IF($C691=\"S\",VLOOKUP($D691,'DER Output'!$S$18:$W$41,4,FALSE),VLOOKUP($D691,'DER Output'!$S$18:$W$41,5,FALSE))","v":1.5799980883983985E-2},{"$f":"IF($C691=\"S\",VLOOKUP($D691,'DER Output'!$S$18:$W$41,4,FALSE),VLOOKUP($D691,'DER Output'!$S$18:$W$41,5,FALSE))","v":1.5799980883983985E-2},{"$f":"IFERROR(IF(OR(C691=\"S\",C691=\"D\"),VLOOKUP(B691,'Seasonal Customer Count'!$B:$I,4,FALSE),IF(C691=\"W\",VLOOKUP(B691,'Seasonal Customer Count'!$B:$P,12,FALSE),\"Check\")),0)","v":0},{"$f":"IFERROR(IF(OR(C691=\"S\",C691=\"D\"),VLOOKUP(B691,'Seasonal Customer Count'!$B:$P,5,FALSE),IF(C691=\"W\",VLOOKUP(B691,'Seasonal Customer Count'!$B:$P,13,FALSE),\"Check\")),0)","v":0},{"$f":"IFERROR(IF(OR(C691=\"S\",C691=\"D\"),VLOOKUP(B691,'Seasonal Customer Count'!$B:$P,6,FALSE),IF(C691=\"W\",VLOOKUP(B691,'Seasonal Customer Count'!$B:$P,14,FALSE),\"Check\")),0)","v":2},{"$f":"IFERROR(IF(OR(C691=\"S\",C691=\"D\"),VLOOKUP(B691,'Seasonal Customer Count'!$B:$P,7,FALSE),IF(C691=\"W\",VLOOKUP(B691,'Seasonal Customer Count'!$B:$P,15,FALSE),\"Check\")),0)","v":0},{"$f":"IFERROR(IF(OR(C691=\"S\",C691=\"D\"),VLOOKUP(B691,'Seasonal Customer Count'!$B:$P,8,FALSE),IF(C691=\"W\",VLOOKUP(B691,'Seasonal Customer Count'!$B:$P,16,FALSE),\"Check\")),0)","v":0},{"$f":"Summary!$D$8*(K691*'Average Project Size'!$F$6+L691*'Average Project Size'!$F$7+M691*'Average Project Size'!$F$8+N691*'Average Project Size'!$F$10+O691*'Average Project Size'!$F$9)/1000","v":3.4396528675214222E-4},{"$f":"Summary!$D$8*(K691*F691*'Average Project Size'!$F$6+L691*G691*'Average Project Size'!$F$7+M691*H691*'Average Project Size'!$F$8+N691*I691*'Average Project Size'!$F$10+O691*J691*'Average Project Size'!$F$9)/1000","v":5.434644955437917E-6}]
[null,{"$f":"'Peak Identification'!B690","v":"MORA42"},{"$f":"'Peak Identification'!D690","v":"S"},{"$f":"'Peak Identification'!E690","v":13},{"$f":"VLOOKUP($D692,'DER Output'!$S$17:$X$41,6,FALSE)","v":0.3680214036441018},{"$f":"IF($C692=\"S\",VLOOKUP($D692,'DER Output'!$S$18:$W$41,2,FALSE),VLOOKUP($D692,'DER Output'!$S$18:$W$41,3,FALSE))","v":0.68995601564450493},{"$f":"IF($C692=\"S\",VLOOKUP($D692,'DER Output'!$S$18:$W$41,4,FALSE),VLOOKUP($D692,'DER Output'!$S$18:$W$41,5,FALSE))","v":0.68995601564450493},{"$f":"IF($C692=\"S\",VLOOKUP($D692,'DER Output'!$S$18:$W$41,4,FALSE),VLOOKUP($D692,'DER Output'!$S$18:$W$41,5,FALSE))","v":0.68995601564450493},{"$f":"IF($C692=\"S\",VLOOKUP($D692,'DER Output'!$S$18:$W$41,4,FALSE),VLOOKUP($D692,'DER Output'!$S$18:$W$41,5,FALSE))","v":0.68995601564450493},{"$f":"IF($C692=\"S\",VLOOKUP($D692,'DER Output'!$S$18:$W$41,4,FALSE),VLOOKUP($D692,'DER Output'!$S$18:$W$41,5,FALSE))","v":0.68995601564450493},{"$f":"IFERROR(IF(OR(C692=\"S\",C692=\"D\"),VLOOKUP(B692,'Seasonal Customer Count'!$B:$I,4,FALSE),IF(C692=\"W\",VLOOKUP(B692,'Seasonal Customer Count'!$B:$P,12,FALSE),\"Check\")),0)","v":533},{"$f":"IFERROR(IF(OR(C692=\"S\",C692=\"D\"),VLOOKUP(B692,'Seasonal Customer Count'!$B:$P,5,FALSE),IF(C692=\"W\",VLOOKUP(B692,'Seasonal Customer Count'!$B:$P,13,FALSE),\"Check\")),0)","v":39},{"$f":"IFERROR(IF(OR(C692=\"S\",C692=\"D\"),VLOOKUP(B692,'Seasonal Customer Count'!$B:$P,6,FALSE),IF(C692=\"W\",VLOOKUP(B692,'Seasonal Customer Count'!$B:$P,14,FALSE),\"Check\")),0)","v":51},{"$f":"IFERROR(IF(OR(C692=\"S\",C692=\"D\"),VLOOKUP(B692,'Seasonal Customer Count'!$B:$P,7,FALSE),IF(C692=\"W\",VLOOKUP(B692,'Seasonal Customer Count'!$B:$P,15,FALSE),\"Check\")),0)","v":2},{"$f":"IFERROR(IF(OR(C692=\"S\",C692=\"D\"),VLOOKUP(B692,'Seasonal Customer Count'!$B:$P,8,FALSE),IF(C692=\"W\",VLOOKUP(B692,'Seasonal Customer Count'!$B:$P,16,FALSE),\"Check\")),0)","v":92},{"$f":"Summary!$D$8*(K692*'Average Project Size'!$F$6+L692*'Average Project Size'!$F$7+M692*'Average Project Size'!$F$8+N692*'Average Project Size'!$F$10+O692*'Average Project Size'!$F$9)/1000","v":9.7202668527493055E-2},{"$f":"Summary!$D$8*(K692*F692*'Average Project Size'!$F$6+L692*G692*'Average Project Size'!$F$7+M692*H692*'Average Project Size'!$F$8+N692*I692*'Average Project Size'!$F$10+O692*J692*'Average Project Size'!$F$9)/1000","v":6.7065565887242648E-2}]
[null,{"$f":"'Peak Identification'!B691","v":"MORA43"},{"$f":"'Peak Identification'!D691","v":"S"},{"$f":"'Peak Identification'!E691","v":18},{"$f":"VLOOKUP($D693,'DER Output'!$S$17:$X$41,6,FALSE)","v":0.16032398020038169},{"$f":"IF($C693=\"S\",VLOOKUP($D693,'DER Output'!$S$18:$W$41,2,FALSE),VLOOKUP($D693,'DER Output'!$S$18:$W$41,3,FALSE))","v":0.17224423800777711},{"$f":"IF($C693=\"S\",VLOOKUP($D693,'DER Output'!$S$18:$W$41,4,FALSE),VLOOKUP($D693,'DER Output'!$S$18:$W$41,5,FALSE))","v":0.17224423800777711},{"$f":"IF($C693=\"S\",VLOOKUP($D693,'DER Output'!$S$18:$W$41,4,FALSE),VLOOKUP($D693,'DER Output'!$S$18:$W$41,5,FALSE))","v":0.17224423800777711},{"$f":"IF($C693=\"S\",VLOOKUP($D693,'DER Output'!$S$18:$W$41,4,FALSE),VLOOKUP($D693,'DER Output'!$S$18:$W$41,5,FALSE))","v":0.17224423800777711},{"$f":"IF($C693=\"S\",VLOOKUP($D693,'DER Output'!$S$18:$W$41,4,FALSE),VLOOKUP($D693,'DER Output'!$S$18:$W$41,5,FALSE))","v":0.17224423800777711},{"$f":"IFERROR(IF(OR(C693=\"S\",C693=\"D\"),VLOOKUP(B693,'Seasonal Customer Count'!$B:$I,4,FALSE),IF(C693=\"W\",VLOOKUP(B693,'Seasonal Customer Count'!$B:$P,12,FALSE),\"Check\")),0)","v":3203},{"$f":"IFERROR(IF(OR(C693=\"S\",C693=\"D\"),VLOOKUP(B693,'Seasonal Customer Count'!$B:$P,5,FALSE),IF(C693=\"W\",VLOOKUP(B693,'Seasonal Customer Count'!$B:$P,13,FALSE),\"Check\")),0)","v":60},{"$f":"IFERROR(IF(OR(C693=\"S\",C693=\"D\"),VLOOKUP(B693,'Seasonal Customer Count'!$B:$P,6,FALSE),IF(C693=\"W\",VLOOKUP(B693,'Seasonal Customer Count'!$B:$P,14,FALSE),\"Check\")),0)","v":60},{"$f":"IFERROR(IF(OR(C693=\"S\",C693=\"D\"),VLOOKUP(B693,'Seasonal Customer Count'!$B:$P,7,FALSE),IF(C693=\"W\",VLOOKUP(B693,'Seasonal Customer Count'!$B:$P,15,FALSE),\"Check\")),0)","v":3},{"$f":"IFERROR(IF(OR(C693=\"S\",C693=\"D\"),VLOOKUP(B693,'Seasonal Customer Count'!$B:$P,8,FALSE),IF(C693=\"W\",VLOOKUP(B693,'Seasonal Customer Count'!$B:$P,16,FALSE),\"Check\")),0)","v":35},{"$f":"Summary!$D$8*(K693*'Average Project Size'!$F$6+L693*'Average Project Size'!$F$7+M693*'Average Project Size'!$F$8+N693*'Average Project Size'!$F$10+O693*'Average Project Size'!$F$9)/1000","v":0.17309816758044719},{"$f":"Summary!$D$8*(K693*F693*'Average Project Size'!$F$6+L693*G693*'Average Project Size'!$F$7+M693*H693*'Average Project Size'!$F$8+N693*I693*'Average Project Size'!$F$10+O693*J693*'Average Project Size'!$F$9)/1000","v":2.9815161975436631E-2}]
[null,{"$f":"'Peak Identification'!B692","v":"MORA44"},{"$f":"'Peak Identification'!D692","v":"S"},{"$f":"'Peak Identification'!E692","v":17},{"$f":"VLOOKUP($D694,'DER Output'!$S$17:$X$41,6,FALSE)","v":0.19174838710475617},{"$f":"IF($C694=\"S\",VLOOKUP($D694,'DER Output'!$S$18:$W$41,2,FALSE),VLOOKUP($D694,'DER Output'!$S$18:$W$41,3,FALSE))","v":0.30300399777640191},{"$f":"IF($C694=\"S\",VLOOKUP($D694,'DER Output'!$S$18:$W$41,4,FALSE),VLOOKUP($D694,'DER Output'!$S$18:$W$41,5,FALSE))","v":0.30300399777640191},{"$f":"IF($C694=\"S\",VLOOKUP($D694,'DER Output'!$S$18:$W$41,4,FALSE),VLOOKUP($D694,'DER Output'!$S$18:$W$41,5,FALSE))","v":0.30300399777640191},{"$f":"IF($C694=\"S\",VLOOKUP($D694,'DER Output'!$S$18:$W$41,4,FALSE),VLOOKUP($D694,'DER Output'!$S$18:$W$41,5,FALSE))","v":0.30300399777640191},{"$f":"IF($C694=\"S\",VLOOKUP($D694,'DER Output'!$S$18:$W$41,4,FALSE),VLOOKUP($D694,'DER Output'!$S$18:$W$41,5,FALSE))","v":0.30300399777640191},{"$f":"IFERROR(IF(OR(C694=\"S\",C694=\"D\"),VLOOKUP(B694,'Seasonal Customer Count'!$B:$I,4,FALSE),IF(C694=\"W\",VLOOKUP(B694,'Seasonal Customer Count'!$B:$P,12,FALSE),\"Check\")),0)","v":3796},{"$f":"IFERROR(IF(OR(C694=\"S\",C694=\"D\"),VLOOKUP(B694,'Seasonal Customer Count'!$B:$P,5,FALSE),IF(C694=\"W\",VLOOKUP(B694,'Seasonal Customer Count'!$B:$P,13,FALSE),\"Check\")),0)","v":37},{"$f":"IFERROR(IF(OR(C694=\"S\",C694=\"D\"),VLOOKUP(B694,'Seasonal Customer Count'!$B:$P,6,FALSE),IF(C694=\"W\",VLOOKUP(B694,'Seasonal Customer Count'!$B:$P,14,FALSE),\"Check\")),0)","v":50},{"$f":"IFERROR(IF(OR(C694=\"S\",C694=\"D\"),VLOOKUP(B694,'Seasonal Customer Count'!$B:$P,7,FALSE),IF(C694=\"W\",VLOOKUP(B694,'Seasonal Customer Count'!$B:$P,15,FALSE),\"Check\")),0)","v":0},{"$f":"IFERROR(IF(OR(C694=\"S\",C694=\"D\"),VLOOKUP(B694,'Seasonal Customer Count'!$B:$P,8,FALSE),IF(C694=\"W\",VLOOKUP(B694,'Seasonal Customer Count'!$B:$P,16,FALSE),\"Check\")),0)","v":3},{"$f":"Summary!$D$8*(K694*'Average Project Size'!$F$6+L694*'Average Project Size'!$F$7+M694*'Average Project Size'!$F$8+N694*'Average Project Size'!$F$10+O694*'Average Project Size'!$F$9)/1000","v":0.16410210528227706},{"$f":"Summary!$D$8*(K694*F694*'Average Project Size'!$F$6+L694*G694*'Average Project Size'!$F$7+M694*H694*'Average Project Size'!$F$8+N694*I694*'Average Project Size'!$F$10+O694*J694*'Average Project Size'!$F$9)/1000","v":4.9723593944053936E-2}]
[null,{"$f":"'Peak Identification'!B693","v":"MORA45"},{"$f":"'Peak Identification'!D693","v":"S"},{"$f":"'Peak Identification'!E693","v":18},{"$f":"VLOOKUP($D695,'DER Output'!$S$17:$X$41,6,FALSE)","v":0.16032398020038169},{"$f":"IF($C695=\"S\",VLOOKUP($D695,'DER Output'!$S$18:$W$41,2,FALSE),VLOOKUP($D695,'DER Output'!$S$18:$W$41,3,FALSE))","v":0.17224423800777711},{"$f":"IF($C695=\"S\",VLOOKUP($D695,'DER Output'!$S$18:$W$41,4,FALSE),VLOOKUP($D695,'DER Output'!$S$18:$W$41,5,FALSE))","v":0.17224423800777711},{"$f":"IF($C695=\"S\",VLOOKUP($D695,'DER Output'!$S$18:$W$41,4,FALSE),VLOOKUP($D695,'DER Output'!$S$18:$W$41,5,FALSE))","v":0.17224423800777711},{"$f":"IF($C695=\"S\",VLOOKUP($D695,'DER Output'!$S$18:$W$41,4,FALSE),VLOOKUP($D695,'DER Output'!$S$18:$W$41,5,FALSE))","v":0.17224423800777711},{"$f":"IF($C695=\"S\",VLOOKUP($D695,'DER Output'!$S$18:$W$41,4,FALSE),VLOOKUP($D695,'DER Output'!$S$18:$W$41,5,FALSE))","v":0.17224423800777711},{"$f":"IFERROR(IF(OR(C695=\"S\",C695=\"D\"),VLOOKUP(B695,'Seasonal Customer Count'!$B:$I,4,FALSE),IF(C695=\"W\",VLOOKUP(B695,'Seasonal Customer Count'!$B:$P,12,FALSE),\"Check\")),0)","v":3654},{"$f":"IFERROR(IF(OR(C695=\"S\",C695=\"D\"),VLOOKUP(B695,'Seasonal Customer Count'!$B:$P,5,FALSE),IF(C695=\"W\",VLOOKUP(B695,'Seasonal Customer Count'!$B:$P,13,FALSE),\"Check\")),0)","v":73},{"$f":"IFERROR(IF(OR(C695=\"S\",C695=\"D\"),VLOOKUP(B695,'Seasonal Customer Count'!$B:$P,6,FALSE),IF(C695=\"W\",VLOOKUP(B695,'Seasonal Customer Count'!$B:$P,14,FALSE),\"Check\")),0)","v":60},{"$f":"IFERROR(IF(OR(C695=\"S\",C695=\"D\"),VLOOKUP(B695,'Seasonal Customer Count'!$B:$P,7,FALSE),IF(C695=\"W\",VLOOKUP(B695,'Seasonal Customer Count'!$B:$P,15,FALSE),\"Check\")),0)","v":0},{"$f":"IFERROR(IF(OR(C695=\"S\",C695=\"D\"),VLOOKUP(B695,'Seasonal Customer Count'!$B:$P,8,FALSE),IF(C695=\"W\",VLOOKUP(B695,'Seasonal Customer Count'!$B:$P,16,FALSE),\"Check\")),0)","v":7},{"$f":"Summary!$D$8*(K695*'Average Project Size'!$F$6+L695*'Average Project Size'!$F$7+M695*'Average Project Size'!$F$8+N695*'Average Project Size'!$F$10+O695*'Average Project Size'!$F$9)/1000","v":0.16536240405995553},{"$f":"Summary!$D$8*(K695*F695*'Average Project Size'!$F$6+L695*G695*'Average Project Size'!$F$7+M695*H695*'Average Project Size'!$F$8+N695*I695*'Average Project Size'!$F$10+O695*J695*'Average Project Size'!$F$9)/1000","v":2.8482721282441191E-2}]
[null,{"$f":"'Peak Identification'!B694","v":"MORA T-131"},{"$f":"'Peak Identification'!D694","v":"S"},{"$f":"'Peak Identification'!E694","v":18},{"$f":"VLOOKUP($D696,'DER Output'!$S$17:$X$41,6,FALSE)","v":0.16032398020038169},{"$f":"IF($C696=\"S\",VLOOKUP($D696,'DER Output'!$S$18:$W$41,2,FALSE),VLOOKUP($D696,'DER Output'!$S$18:$W$41,3,FALSE))","v":0.17224423800777711},{"$f":"IF($C696=\"S\",VLOOKUP($D696,'DER Output'!$S$18:$W$41,4,FALSE),VLOOKUP($D696,'DER Output'!$S$18:$W$41,5,FALSE))","v":0.17224423800777711},{"$f":"IF($C696=\"S\",VLOOKUP($D696,'DER Output'!$S$18:$W$41,4,FALSE),VLOOKUP($D696,'DER Output'!$S$18:$W$41,5,FALSE))","v":0.17224423800777711},{"$f":"IF($C696=\"S\",VLOOKUP($D696,'DER Output'!$S$18:$W$41,4,FALSE),VLOOKUP($D696,'DER Output'!$S$18:$W$41,5,FALSE))","v":0.17224423800777711},{"$f":"IF($C696=\"S\",VLOOKUP($D696,'DER Output'!$S$18:$W$41,4,FALSE),VLOOKUP($D696,'DER Output'!$S$18:$W$41,5,FALSE))","v":0.17224423800777711},{"$f":"IFERROR(IF(OR(C696=\"S\",C696=\"D\"),VLOOKUP(B696,'Seasonal Customer Count'!$B:$I,4,FALSE),IF(C696=\"W\",VLOOKUP(B696,'Seasonal Customer Count'!$B:$P,12,FALSE),\"Check\")),0)","v":8696},{"$f":"IFERROR(IF(OR(C696=\"S\",C696=\"D\"),VLOOKUP(B696,'Seasonal Customer Count'!$B:$P,5,FALSE),IF(C696=\"W\",VLOOKUP(B696,'Seasonal Customer Count'!$B:$P,13,FALSE),\"Check\")),0)","v":190},{"$f":"IFERROR(IF(OR(C696=\"S\",C696=\"D\"),VLOOKUP(B696,'Seasonal Customer Count'!$B:$P,6,FALSE),IF(C696=\"W\",VLOOKUP(B696,'Seasonal Customer Count'!$B:$P,14,FALSE),\"Check\")),0)","v":181},{"$f":"IFERROR(IF(OR(C696=\"S\",C696=\"D\"),VLOOKUP(B696,'Seasonal Customer Count'!$B:$P,7,FALSE),IF(C696=\"W\",VLOOKUP(B696,'Seasonal Customer Count'!$B:$P,15,FALSE),\"Check\")),0)","v":3},{"$f":"IFERROR(IF(OR(C696=\"S\",C696=\"D\"),VLOOKUP(B696,'Seasonal Customer Count'!$B:$P,8,FALSE),IF(C696=\"W\",VLOOKUP(B696,'Seasonal Customer Count'!$B:$P,16,FALSE),\"Check\")),0)","v":100},{"$f":"Summary!$D$8*(K696*'Average Project Size'!$F$6+L696*'Average Project Size'!$F$7+M696*'Average Project Size'!$F$8+N696*'Average Project Size'!$F$10+O696*'Average Project Size'!$F$9)/1000","v":0.46311738510634104},{"$f":"Summary!$D$8*(K696*F696*'Average Project Size'!$F$6+L696*G696*'Average Project Size'!$F$7+M696*H696*'Average Project Size'!$F$8+N696*I696*'Average Project Size'!$F$10+O696*J696*'Average Project Size'!$F$9)/1000","v":7.9769301105795984E-2}]
[null,{"$f":"'Peak Identification'!B695","v":"MORA T-132"},{"$f":"'Peak Identification'!D695","v":"S"},{"$f":"'Peak Identification'!E695","v":19},{"$f":"VLOOKUP($D697,'DER Output'!$S$17:$X$41,6,FALSE)","v":0.11066797934994306},{"$f":"IF($C697=\"S\",VLOOKUP($D697,'DER Output'!$S$18:$W$41,2,FALSE),VLOOKUP($D697,'DER Output'!$S$18:$W$41,3,FALSE))","v":7.5840560103576066E-2},{"$f":"IF($C697=\"S\",VLOOKUP($D697,'DER Output'!$S$18:$W$41,4,FALSE),VLOOKUP($D697,'DER Output'!$S$18:$W$41,5,FALSE))","v":7.5840560103576066E-2},{"$f":"IF($C697=\"S\",VLOOKUP($D697,'DER Output'!$S$18:$W$41,4,FALSE),VLOOKUP($D697,'DER Output'!$S$18:$W$41,5,FALSE))","v":7.5840560103576066E-2},{"$f":"IF($C697=\"S\",VLOOKUP($D697,'DER Output'!$S$18:$W$41,4,FALSE),VLOOKUP($D697,'DER Output'!$S$18:$W$41,5,FALSE))","v":7.5840560103576066E-2},{"$f":"IF($C697=\"S\",VLOOKUP($D697,'DER Output'!$S$18:$W$41,4,FALSE),VLOOKUP($D697,'DER Output'!$S$18:$W$41,5,FALSE))","v":7.5840560103576066E-2},{"$f":"IFERROR(IF(OR(C697=\"S\",C697=\"D\"),VLOOKUP(B697,'Seasonal Customer Count'!$B:$I,4,FALSE),IF(C697=\"W\",VLOOKUP(B697,'Seasonal Customer Count'!$B:$P,12,FALSE),\"Check\")),0)","v":4329},{"$f":"IFERROR(IF(OR(C697=\"S\",C697=\"D\"),VLOOKUP(B697,'Seasonal Customer Count'!$B:$P,5,FALSE),IF(C697=\"W\",VLOOKUP(B697,'Seasonal Customer Count'!$B:$P,13,FALSE),\"Check\")),0)","v":76},{"$f":"IFERROR(IF(OR(C697=\"S\",C697=\"D\"),VLOOKUP(B697,'Seasonal Customer Count'!$B:$P,6,FALSE),IF(C697=\"W\",VLOOKUP(B697,'Seasonal Customer Count'!$B:$P,14,FALSE),\"Check\")),0)","v":101},{"$f":"IFERROR(IF(OR(C697=\"S\",C697=\"D\"),VLOOKUP(B697,'Seasonal Customer Count'!$B:$P,7,FALSE),IF(C697=\"W\",VLOOKUP(B697,'Seasonal Customer Count'!$B:$P,15,FALSE),\"Check\")),0)","v":2},{"$f":"IFERROR(IF(OR(C697=\"S\",C697=\"D\"),VLOOKUP(B697,'Seasonal Customer Count'!$B:$P,8,FALSE),IF(C697=\"W\",VLOOKUP(B697,'Seasonal Customer Count'!$B:$P,16,FALSE),\"Check\")),0)","v":95},{"$f":"Summary!$D$8*(K697*'Average Project Size'!$F$6+L697*'Average Project Size'!$F$7+M697*'Average Project Size'!$F$8+N697*'Average Project Size'!$F$10+O697*'Average Project Size'!$F$9)/1000","v":0.26130477380977007},{"$f":"Summary!$D$8*(K697*F697*'Average Project Size'!$F$6+L697*G697*'Average Project Size'!$F$7+M697*H697*'Average Project Size'!$F$8+N697*I697*'Average Project Size'!$F$10+O697*J697*'Average Project Size'!$F$9)/1000","v":1.9817500403471213E-2}]
[null,{"$f":"'Peak Identification'!B696","v":"MPRK11"},{"$f":"'Peak Identification'!D696","v":"S"},{"$f":"'Peak Identification'!E696","v":16},{"$f":"VLOOKUP($D698,'DER Output'!$S$17:$X$41,6,FALSE)","v":0.22644022312513051},{"$f":"IF($C698=\"S\",VLOOKUP($D698,'DER Output'!$S$18:$W$41,2,FALSE),VLOOKUP($D698,'DER Output'!$S$18:$W$41,3,FALSE))","v":0.44781407722569133},{"$f":"IF($C698=\"S\",VLOOKUP($D698,'DER Output'!$S$18:$W$41,4,FALSE),VLOOKUP($D698,'DER Output'!$S$18:$W$41,5,FALSE))","v":0.44781407722569133},{"$f":"IF($C698=\"S\",VLOOKUP($D698,'DER Output'!$S$18:$W$41,4,FALSE),VLOOKUP($D698,'DER Output'!$S$18:$W$41,5,FALSE))","v":0.44781407722569133},{"$f":"IF($C698=\"S\",VLOOKUP($D698,'DER Output'!$S$18:$W$41,4,FALSE),VLOOKUP($D698,'DER Output'!$S$18:$W$41,5,FALSE))","v":0.44781407722569133},{"$f":"IF($C698=\"S\",VLOOKUP($D698,'DER Output'!$S$18:$W$41,4,FALSE),VLOOKUP($D698,'DER Output'!$S$18:$W$41,5,FALSE))","v":0.44781407722569133},{"$f":"IFERROR(IF(OR(C698=\"S\",C698=\"D\"),VLOOKUP(B698,'Seasonal Customer Count'!$B:$I,4,FALSE),IF(C698=\"W\",VLOOKUP(B698,'Seasonal Customer Count'!$B:$P,12,FALSE),\"Check\")),0)","v":211},{"$f":"IFERROR(IF(OR(C698=\"S\",C698=\"D\"),VLOOKUP(B698,'Seasonal Customer Count'!$B:$P,5,FALSE),IF(C698=\"W\",VLOOKUP(B698,'Seasonal Customer Count'!$B:$P,13,FALSE),\"Check\")),0)","v":39},{"$f":"IFERROR(IF(OR(C698=\"S\",C698=\"D\"),VLOOKUP(B698,'Seasonal Customer Count'!$B:$P,6,FALSE),IF(C698=\"W\",VLOOKUP(B698,'Seasonal Customer Count'!$B:$P,14,FALSE),\"Check\")),0)","v":21},{"$f":"IFERROR(IF(OR(C698=\"S\",C698=\"D\"),VLOOKUP(B698,'Seasonal Customer Count'!$B:$P,7,FALSE),IF(C698=\"W\",VLOOKUP(B698,'Seasonal Customer Count'!$B:$P,15,FALSE),\"Check\")),0)","v":0},{"$f":"IFERROR(IF(OR(C698=\"S\",C698=\"D\"),VLOOKUP(B698,'Seasonal Customer Count'!$B:$P,8,FALSE),IF(C698=\"W\",VLOOKUP(B698,'Seasonal Customer Count'!$B:$P,16,FALSE),\"Check\")),0)","v":80},{"$f":"Summary!$D$8*(K698*'Average Project Size'!$F$6+L698*'Average Project Size'!$F$7+M698*'Average Project Size'!$F$8+N698*'Average Project Size'!$F$10+O698*'Average Project Size'!$F$9)/1000","v":6.5741164788650552E-2},{"$f":"Summary!$D$8*(K698*F698*'Average Project Size'!$F$6+L698*G698*'Average Project Size'!$F$7+M698*H698*'Average Project Size'!$F$8+N698*I698*'Average Project Size'!$F$10+O698*J698*'Average Project Size'!$F$9)/1000","v":2.9439819045571653E-2}]
[null,{"$f":"'Peak Identification'!B697","v":"MPRK12"},{"$f":"'Peak Identification'!D697","v":"S"},{"$f":"'Peak Identification'!E697","v":9},{"$f":"VLOOKUP($D699,'DER Output'!$S$17:$X$41,6,FALSE)","v":0},{"$f":"IF($C699=\"S\",VLOOKUP($D699,'DER Output'!$S$18:$W$41,2,FALSE),VLOOKUP($D699,'DER Output'!$S$18:$W$41,3,FALSE))","v":0.33510518636371905},{"$f":"IF($C699=\"S\",VLOOKUP($D699,'DER Output'!$S$18:$W$41,4,FALSE),VLOOKUP($D699,'DER Output'!$S$18:$W$41,5,FALSE))","v":0.33510518636371905},{"$f":"IF($C699=\"S\",VLOOKUP($D699,'DER Output'!$S$18:$W$41,4,FALSE),VLOOKUP($D699,'DER Output'!$S$18:$W$41,5,FALSE))","v":0.33510518636371905},{"$f":"IF($C699=\"S\",VLOOKUP($D699,'DER Output'!$S$18:$W$41,4,FALSE),VLOOKUP($D699,'DER Output'!$S$18:$W$41,5,FALSE))","v":0.33510518636371905},{"$f":"IF($C699=\"S\",VLOOKUP($D699,'DER Output'!$S$18:$W$41,4,FALSE),VLOOKUP($D699,'DER Output'!$S$18:$W$41,5,FALSE))","v":0.33510518636371905},{"$f":"IFERROR(IF(OR(C699=\"S\",C699=\"D\"),VLOOKUP(B699,'Seasonal Customer Count'!$B:$I,4,FALSE),IF(C699=\"W\",VLOOKUP(B699,'Seasonal Customer Count'!$B:$P,12,FALSE),\"Check\")),0)","v":0},{"$f":"IFERROR(IF(OR(C699=\"S\",C699=\"D\"),VLOOKUP(B699,'Seasonal Customer Count'!$B:$P,5,FALSE),IF(C699=\"W\",VLOOKUP(B699,'Seasonal Customer Count'!$B:$P,13,FALSE),\"Check\")),0)","v":0},{"$f":"IFERROR(IF(OR(C699=\"S\",C699=\"D\"),VLOOKUP(B699,'Seasonal Customer Count'!$B:$P,6,FALSE),IF(C699=\"W\",VLOOKUP(B699,'Seasonal Customer Count'!$B:$P,14,FALSE),\"Check\")),0)","v":1},{"$f":"IFERROR(IF(OR(C699=\"S\",C699=\"D\"),VLOOKUP(B699,'Seasonal Customer Count'!$B:$P,7,FALSE),IF(C699=\"W\",VLOOKUP(B699,'Seasonal Customer Count'!$B:$P,15,FALSE),\"Check\")),0)","v":0},{"$f":"IFERROR(IF(OR(C699=\"S\",C699=\"D\"),VLOOKUP(B699,'Seasonal Customer Count'!$B:$P,8,FALSE),IF(C699=\"W\",VLOOKUP(B699,'Seasonal Customer Count'!$B:$P,16,FALSE),\"Check\")),0)","v":1},{"$f":"Summary!$D$8*(K699*'Average Project Size'!$F$6+L699*'Average Project Size'!$F$7+M699*'Average Project Size'!$F$8+N699*'Average Project Size'!$F$10+O699*'Average Project Size'!$F$9)/1000","v":8.0801147688281381E-4},{"$f":"Summary!$D$8*(K699*F699*'Average Project Size'!$F$6+L699*G699*'Average Project Size'!$F$7+M699*H699*'Average Project Size'!$F$8+N699*I699*'Average Project Size'!$F$10+O699*J699*'Average Project Size'!$F$9)/1000","v":2.7076883654483921E-4}]
[null,{"$f":"'Peak Identification'!B698","v":"MPRK T-061"},{"$f":"'Peak Identification'!D698","v":"S"},{"$f":"'Peak Identification'!E698","v":16},{"$f":"VLOOKUP($D700,'DER Output'!$S$17:$X$41,6,FALSE)","v":0.22644022312513051},{"$f":"IF($C700=\"S\",VLOOKUP($D700,'DER Output'!$S$18:$W$41,2,FALSE),VLOOKUP($D700,'DER Output'!$S$18:$W$41,3,FALSE))","v":0.44781407722569133},{"$f":"IF($C700=\"S\",VLOOKUP($D700,'DER Output'!$S$18:$W$41,4,FALSE),VLOOKUP($D700,'DER Output'!$S$18:$W$41,5,FALSE))","v":0.44781407722569133},{"$f":"IF($C700=\"S\",VLOOKUP($D700,'DER Output'!$S$18:$W$41,4,FALSE),VLOOKUP($D700,'DER Output'!$S$18:$W$41,5,FALSE))","v":0.44781407722569133},{"$f":"IF($C700=\"S\",VLOOKUP($D700,'DER Output'!$S$18:$W$41,4,FALSE),VLOOKUP($D700,'DER Output'!$S$18:$W$41,5,FALSE))","v":0.44781407722569133},{"$f":"IF($C700=\"S\",VLOOKUP($D700,'DER Output'!$S$18:$W$41,4,FALSE),VLOOKUP($D700,'DER Output'!$S$18:$W$41,5,FALSE))","v":0.44781407722569133},{"$f":"IFERROR(IF(OR(C700=\"S\",C700=\"D\"),VLOOKUP(B700,'Seasonal Customer Count'!$B:$I,4,FALSE),IF(C700=\"W\",VLOOKUP(B700,'Seasonal Customer Count'!$B:$P,12,FALSE),\"Check\")),0)","v":211},{"$f":"IFERROR(IF(OR(C700=\"S\",C700=\"D\"),VLOOKUP(B700,'Seasonal Customer Count'!$B:$P,5,FALSE),IF(C700=\"W\",VLOOKUP(B700,'Seasonal Customer Count'!$B:$P,13,FALSE),\"Check\")),0)","v":39},{"$f":"IFERROR(IF(OR(C700=\"S\",C700=\"D\"),VLOOKUP(B700,'Seasonal Customer Count'!$B:$P,6,FALSE),IF(C700=\"W\",VLOOKUP(B700,'Seasonal Customer Count'!$B:$P,14,FALSE),\"Check\")),0)","v":22},{"$f":"IFERROR(IF(OR(C700=\"S\",C700=\"D\"),VLOOKUP(B700,'Seasonal Customer Count'!$B:$P,7,FALSE),IF(C700=\"W\",VLOOKUP(B700,'Seasonal Customer Count'!$B:$P,15,FALSE),\"Check\")),0)","v":0},{"$f":"IFERROR(IF(OR(C700=\"S\",C700=\"D\"),VLOOKUP(B700,'Seasonal Customer Count'!$B:$P,8,FALSE),IF(C700=\"W\",VLOOKUP(B700,'Seasonal Customer Count'!$B:$P,16,FALSE),\"Check\")),0)","v":81},{"$f":"Summary!$D$8*(K700*'Average Project Size'!$F$6+L700*'Average Project Size'!$F$7+M700*'Average Project Size'!$F$8+N700*'Average Project Size'!$F$10+O700*'Average Project Size'!$F$9)/1000","v":6.6549176265533361E-2},{"$f":"Summary!$D$8*(K700*F700*'Average Project Size'!$F$6+L700*G700*'Average Project Size'!$F$7+M700*H700*'Average Project Size'!$F$8+N700*I700*'Average Project Size'!$F$10+O700*J700*'Average Project Size'!$F$9)/1000","v":2.9801657959479699E-2}]
[null,{"$f":"'Peak Identification'!B699","v":"MPSN T-231"},{"$f":"'Peak Identification'!D699","v":"S"},{"$f":"'Peak Identification'!E699","v":18},{"$f":"VLOOKUP($D701,'DER Output'!$S$17:$X$41,6,FALSE)","v":0.16032398020038169},{"$f":"IF($C701=\"S\",VLOOKUP($D701,'DER Output'!$S$18:$W$41,2,FALSE),VLOOKUP($D701,'DER Output'!$S$18:$W$41,3,FALSE))","v":0.17224423800777711},{"$f":"IF($C701=\"S\",VLOOKUP($D701,'DER Output'!$S$18:$W$41,4,FALSE),VLOOKUP($D701,'DER Output'!$S$18:$W$41,5,FALSE))","v":0.17224423800777711},{"$f":"IF($C701=\"S\",VLOOKUP($D701,'DER Output'!$S$18:$W$41,4,FALSE),VLOOKUP($D701,'DER Output'!$S$18:$W$41,5,FALSE))","v":0.17224423800777711},{"$f":"IF($C701=\"S\",VLOOKUP($D701,'DER Output'!$S$18:$W$41,4,FALSE),VLOOKUP($D701,'DER Output'!$S$18:$W$41,5,FALSE))","v":0.17224423800777711},{"$f":"IF($C701=\"S\",VLOOKUP($D701,'DER Output'!$S$18:$W$41,4,FALSE),VLOOKUP($D701,'DER Output'!$S$18:$W$41,5,FALSE))","v":0.17224423800777711},{"$f":"IFERROR(IF(OR(C701=\"S\",C701=\"D\"),VLOOKUP(B701,'Seasonal Customer Count'!$B:$I,4,FALSE),IF(C701=\"W\",VLOOKUP(B701,'Seasonal Customer Count'!$B:$P,12,FALSE),\"Check\")),0)","v":0},{"$f":"IFERROR(IF(OR(C701=\"S\",C701=\"D\"),VLOOKUP(B701,'Seasonal Customer Count'!$B:$P,5,FALSE),IF(C701=\"W\",VLOOKUP(B701,'Seasonal Customer Count'!$B:$P,13,FALSE),\"Check\")),0)","v":0},{"$f":"IFERROR(IF(OR(C701=\"S\",C701=\"D\"),VLOOKUP(B701,'Seasonal Customer Count'!$B:$P,6,FALSE),IF(C701=\"W\",VLOOKUP(B701,'Seasonal Customer Count'!$B:$P,14,FALSE),\"Check\")),0)","v":0},{"$f":"IFERROR(IF(OR(C701=\"S\",C701=\"D\"),VLOOKUP(B701,'Seasonal Customer Count'!$B:$P,7,FALSE),IF(C701=\"W\",VLOOKUP(B701,'Seasonal Customer Count'!$B:$P,15,FALSE),\"Check\")),0)","v":0},{"$f":"IFERROR(IF(OR(C701=\"S\",C701=\"D\"),VLOOKUP(B701,'Seasonal Customer Count'!$B:$P,8,FALSE),IF(C701=\"W\",VLOOKUP(B701,'Seasonal Customer Count'!$B:$P,16,FALSE),\"Check\")),0)","v":0},{"$f":"Summary!$D$8*(K701*'Average Project Size'!$F$6+L701*'Average Project Size'!$F$7+M701*'Average Project Size'!$F$8+N701*'Average Project Size'!$F$10+O701*'Average Project Size'!$F$9)/1000","v":0},{"$f":"Summary!$D$8*(K701*F701*'Average Project Size'!$F$6+L701*G701*'Average Project Size'!$F$7+M701*H701*'Average Project Size'!$F$8+N701*I701*'Average Project Size'!$F$10+O701*J701*'Average Project Size'!$F$9)/1000","v":0}]
[null,{"$f":"'Peak Identification'!B700","v":"MRBT41"},{"$f":"'Peak Identification'!D700","v":"S"},{"$f":"'Peak Identification'!E700","v":15},{"$f":"VLOOKUP($D702,'DER Output'!$S$17:$X$41,6,FALSE)","v":0.24675324675324678},{"$f":"IF($C702=\"S\",VLOOKUP($D702,'DER Output'!$S$18:$W$41,2,FALSE),VLOOKUP($D702,'DER Output'!$S$18:$W$41,3,FALSE))","v":0.57498529407079435},{"$f":"IF($C702=\"S\",VLOOKUP($D702,'DER Output'!$S$18:$W$41,4,FALSE),VLOOKUP($D702,'DER Output'!$S$18:$W$41,5,FALSE))","v":0.57498529407079435},{"$f":"IF($C702=\"S\",VLOOKUP($D702,'DER Output'!$S$18:$W$41,4,FALSE),VLOOKUP($D702,'DER Output'!$S$18:$W$41,5,FALSE))","v":0.57498529407079435},{"$f":"IF($C702=\"S\",VLOOKUP($D702,'DER Output'!$S$18:$W$41,4,FALSE),VLOOKUP($D702,'DER Output'!$S$18:$W$41,5,FALSE))","v":0.57498529407079435},{"$f":"IF($C702=\"S\",VLOOKUP($D702,'DER Output'!$S$18:$W$41,4,FALSE),VLOOKUP($D702,'DER Output'!$S$18:$W$41,5,FALSE))","v":0.57498529407079435},{"$f":"IFERROR(IF(OR(C702=\"S\",C702=\"D\"),VLOOKUP(B702,'Seasonal Customer Count'!$B:$I,4,FALSE),IF(C702=\"W\",VLOOKUP(B702,'Seasonal Customer Count'!$B:$P,12,FALSE),\"Check\")),0)","v":0},{"$f":"IFERROR(IF(OR(C702=\"S\",C702=\"D\"),VLOOKUP(B702,'Seasonal Customer Count'!$B:$P,5,FALSE),IF(C702=\"W\",VLOOKUP(B702,'Seasonal Customer Count'!$B:$P,13,FALSE),\"Check\")),0)","v":6},{"$f":"IFERROR(IF(OR(C702=\"S\",C702=\"D\"),VLOOKUP(B702,'Seasonal Customer Count'!$B:$P,6,FALSE),IF(C702=\"W\",VLOOKUP(B702,'Seasonal Customer Count'!$B:$P,14,FALSE),\"Check\")),0)","v":3},{"$f":"IFERROR(IF(OR(C702=\"S\",C702=\"D\"),VLOOKUP(B702,'Seasonal Customer Count'!$B:$P,7,FALSE),IF(C702=\"W\",VLOOKUP(B702,'Seasonal Customer Count'!$B:$P,15,FALSE),\"Check\")),0)","v":1},{"$f":"IFERROR(IF(OR(C702=\"S\",C702=\"D\"),VLOOKUP(B702,'Seasonal Customer Count'!$B:$P,8,FALSE),IF(C702=\"W\",VLOOKUP(B702,'Seasonal Customer Count'!$B:$P,16,FALSE),\"Check\")),0)","v":20},{"$f":"Summary!$D$8*(K702*'Average Project Size'!$F$6+L702*'Average Project Size'!$F$7+M702*'Average Project Size'!$F$8+N702*'Average Project Size'!$F$10+O702*'Average Project Size'!$F$9)/1000","v":1.661211645383363E-2},{"$f":"Summary!$D$8*(K702*F702*'Average Project Size'!$F$6+L702*G702*'Average Project Size'!$F$7+M702*H702*'Average Project Size'!$F$8+N702*I702*'Average Project Size'!$F$10+O702*J702*'Average Project Size'!$F$9)/1000","v":9.5517226643458096E-3}]
[null,{"$f":"'Peak Identification'!B701","v":"MRBT42"},{"$f":"'Peak Identification'!D701","v":"S"},{"$f":"'Peak Identification'!E701","v":18},{"$f":"VLOOKUP($D703,'DER Output'!$S$17:$X$41,6,FALSE)","v":0.16032398020038169},{"$f":"IF($C703=\"S\",VLOOKUP($D703,'DER Output'!$S$18:$W$41,2,FALSE),VLOOKUP($D703,'DER Output'!$S$18:$W$41,3,FALSE))","v":0.17224423800777711},{"$f":"IF($C703=\"S\",VLOOKUP($D703,'DER Output'!$S$18:$W$41,4,FALSE),VLOOKUP($D703,'DER Output'!$S$18:$W$41,5,FALSE))","v":0.17224423800777711},{"$f":"IF($C703=\"S\",VLOOKUP($D703,'DER Output'!$S$18:$W$41,4,FALSE),VLOOKUP($D703,'DER Output'!$S$18:$W$41,5,FALSE))","v":0.17224423800777711},{"$f":"IF($C703=\"S\",VLOOKUP($D703,'DER Output'!$S$18:$W$41,4,FALSE),VLOOKUP($D703,'DER Output'!$S$18:$W$41,5,FALSE))","v":0.17224423800777711},{"$f":"IF($C703=\"S\",VLOOKUP($D703,'DER Output'!$S$18:$W$41,4,FALSE),VLOOKUP($D703,'DER Output'!$S$18:$W$41,5,FALSE))","v":0.17224423800777711},{"$f":"IFERROR(IF(OR(C703=\"S\",C703=\"D\"),VLOOKUP(B703,'Seasonal Customer Count'!$B:$I,4,FALSE),IF(C703=\"W\",VLOOKUP(B703,'Seasonal Customer Count'!$B:$P,12,FALSE),\"Check\")),0)","v":1},{"$f":"IFERROR(IF(OR(C703=\"S\",C703=\"D\"),VLOOKUP(B703,'Seasonal Customer Count'!$B:$P,5,FALSE),IF(C703=\"W\",VLOOKUP(B703,'Seasonal Customer Count'!$B:$P,13,FALSE),\"Check\")),0)","v":1},{"$f":"IFERROR(IF(OR(C703=\"S\",C703=\"D\"),VLOOKUP(B703,'Seasonal Customer Count'!$B:$P,6,FALSE),IF(C703=\"W\",VLOOKUP(B703,'Seasonal Customer Count'!$B:$P,14,FALSE),\"Check\")),0)","v":0},{"$f":"IFERROR(IF(OR(C703=\"S\",C703=\"D\"),VLOOKUP(B703,'Seasonal Customer Count'!$B:$P,7,FALSE),IF(C703=\"W\",VLOOKUP(B703,'Seasonal Customer Count'!$B:$P,15,FALSE),\"Check\")),0)","v":0},{"$f":"IFERROR(IF(OR(C703=\"S\",C703=\"D\"),VLOOKUP(B703,'Seasonal Customer Count'!$B:$P,8,FALSE),IF(C703=\"W\",VLOOKUP(B703,'Seasonal Customer Count'!$B:$P,16,FALSE),\"Check\")),0)","v":5},{"$f":"Summary!$D$8*(K703*'Average Project Size'!$F$6+L703*'Average Project Size'!$F$7+M703*'Average Project Size'!$F$8+N703*'Average Project Size'!$F$10+O703*'Average Project Size'!$F$9)/1000","v":3.293238352702379E-3},{"$f":"Summary!$D$8*(K703*F703*'Average Project Size'!$F$6+L703*G703*'Average Project Size'!$F$7+M703*H703*'Average Project Size'!$F$8+N703*I703*'Average Project Size'!$F$10+O703*J703*'Average Project Size'!$F$9)/1000","v":5.672413306392083E-4}]
[null,{"$f":"'Peak Identification'!B702","v":"MRBT T-061"},{"$f":"'Peak Identification'!D702","v":"S"},{"$f":"'Peak Identification'!E702","v":14},{"$f":"VLOOKUP($D704,'DER Output'!$S$17:$X$41,6,FALSE)","v":0.26694349499860076},{"$f":"IF($C704=\"S\",VLOOKUP($D704,'DER Output'!$S$18:$W$41,2,FALSE),VLOOKUP($D704,'DER Output'!$S$18:$W$41,3,FALSE))","v":0.65426593965075153},{"$f":"IF($C704=\"S\",VLOOKUP($D704,'DER Output'!$S$18:$W$41,4,FALSE),VLOOKUP($D704,'DER Output'!$S$18:$W$41,5,FALSE))","v":0.65426593965075153},{"$f":"IF($C704=\"S\",VLOOKUP($D704,'DER Output'!$S$18:$W$41,4,FALSE),VLOOKUP($D704,'DER Output'!$S$18:$W$41,5,FALSE))","v":0.65426593965075153},{"$f":"IF($C704=\"S\",VLOOKUP($D704,'DER Output'!$S$18:$W$41,4,FALSE),VLOOKUP($D704,'DER Output'!$S$18:$W$41,5,FALSE))","v":0.65426593965075153},{"$f":"IF($C704=\"S\",VLOOKUP($D704,'DER Output'!$S$18:$W$41,4,FALSE),VLOOKUP($D704,'DER Output'!$S$18:$W$41,5,FALSE))","v":0.65426593965075153},{"$f":"IFERROR(IF(OR(C704=\"S\",C704=\"D\"),VLOOKUP(B704,'Seasonal Customer Count'!$B:$I,4,FALSE),IF(C704=\"W\",VLOOKUP(B704,'Seasonal Customer Count'!$B:$P,12,FALSE),\"Check\")),0)","v":1},{"$f":"IFERROR(IF(OR(C704=\"S\",C704=\"D\"),VLOOKUP(B704,'Seasonal Customer Count'!$B:$P,5,FALSE),IF(C704=\"W\",VLOOKUP(B704,'Seasonal Customer Count'!$B:$P,13,FALSE),\"Check\")),0)","v":7},{"$f":"IFERROR(IF(OR(C704=\"S\",C704=\"D\"),VLOOKUP(B704,'Seasonal Customer Count'!$B:$P,6,FALSE),IF(C704=\"W\",VLOOKUP(B704,'Seasonal Customer Count'!$B:$P,14,FALSE),\"Check\")),0)","v":3},{"$f":"IFERROR(IF(OR(C704=\"S\",C704=\"D\"),VLOOKUP(B704,'Seasonal Customer Count'!$B:$P,7,FALSE),IF(C704=\"W\",VLOOKUP(B704,'Seasonal Customer Count'!$B:$P,15,FALSE),\"Check\")),0)","v":1},{"$f":"IFERROR(IF(OR(C704=\"S\",C704=\"D\"),VLOOKUP(B704,'Seasonal Customer Count'!$B:$P,8,FALSE),IF(C704=\"W\",VLOOKUP(B704,'Seasonal Customer Count'!$B:$P,16,FALSE),\"Check\")),0)","v":25},{"$f":"Summary!$D$8*(K704*'Average Project Size'!$F$6+L704*'Average Project Size'!$F$7+M704*'Average Project Size'!$F$8+N704*'Average Project Size'!$F$10+O704*'Average Project Size'!$F$9)/1000","v":1.9905354806536008E-2},{"$f":"Summary!$D$8*(K704*F704*'Average Project Size'!$F$6+L704*G704*'Average Project Size'!$F$7+M704*H704*'Average Project Size'!$F$8+N704*I704*'Average Project Size'!$F$10+O704*J704*'Average Project Size'!$F$9)/1000","v":1.3023395666579885E-2}]
[null,{"$f":"'Peak Identification'!B703","v":"MRDN11"},{"$f":"'Peak Identification'!D703","v":"S"},{"$f":"'Peak Identification'!E703","v":16},{"$f":"VLOOKUP($D705,'DER Output'!$S$17:$X$41,6,FALSE)","v":0.22644022312513051},{"$f":"IF($C705=\"S\",VLOOKUP($D705,'DER Output'!$S$18:$W$41,2,FALSE),VLOOKUP($D705,'DER Output'!$S$18:$W$41,3,FALSE))","v":0.44781407722569133},{"$f":"IF($C705=\"S\",VLOOKUP($D705,'DER Output'!$S$18:$W$41,4,FALSE),VLOOKUP($D705,'DER Output'!$S$18:$W$41,5,FALSE))","v":0.44781407722569133},{"$f":"IF($C705=\"S\",VLOOKUP($D705,'DER Output'!$S$18:$W$41,4,FALSE),VLOOKUP($D705,'DER Output'!$S$18:$W$41,5,FALSE))","v":0.44781407722569133},{"$f":"IF($C705=\"S\",VLOOKUP($D705,'DER Output'!$S$18:$W$41,4,FALSE),VLOOKUP($D705,'DER Output'!$S$18:$W$41,5,FALSE))","v":0.44781407722569133},{"$f":"IF($C705=\"S\",VLOOKUP($D705,'DER Output'!$S$18:$W$41,4,FALSE),VLOOKUP($D705,'DER Output'!$S$18:$W$41,5,FALSE))","v":0.44781407722569133},{"$f":"IFERROR(IF(OR(C705=\"S\",C705=\"D\"),VLOOKUP(B705,'Seasonal Customer Count'!$B:$I,4,FALSE),IF(C705=\"W\",VLOOKUP(B705,'Seasonal Customer Count'!$B:$P,12,FALSE),\"Check\")),0)","v":881},{"$f":"IFERROR(IF(OR(C705=\"S\",C705=\"D\"),VLOOKUP(B705,'Seasonal Customer Count'!$B:$P,5,FALSE),IF(C705=\"W\",VLOOKUP(B705,'Seasonal Customer Count'!$B:$P,13,FALSE),\"Check\")),0)","v":67},{"$f":"IFERROR(IF(OR(C705=\"S\",C705=\"D\"),VLOOKUP(B705,'Seasonal Customer Count'!$B:$P,6,FALSE),IF(C705=\"W\",VLOOKUP(B705,'Seasonal Customer Count'!$B:$P,14,FALSE),\"Check\")),0)","v":123},{"$f":"IFERROR(IF(OR(C705=\"S\",C705=\"D\"),VLOOKUP(B705,'Seasonal Customer Count'!$B:$P,7,FALSE),IF(C705=\"W\",VLOOKUP(B705,'Seasonal Customer Count'!$B:$P,15,FALSE),\"Check\")),0)","v":0},{"$f":"IFERROR(IF(OR(C705=\"S\",C705=\"D\"),VLOOKUP(B705,'Seasonal Customer Count'!$B:$P,8,FALSE),IF(C705=\"W\",VLOOKUP(B705,'Seasonal Customer Count'!$B:$P,16,FALSE),\"Check\")),0)","v":0},{"$f":"Summary!$D$8*(K705*'Average Project Size'!$F$6+L705*'Average Project Size'!$F$7+M705*'Average Project Size'!$F$8+N705*'Average Project Size'!$F$10+O705*'Average Project Size'!$F$9)/1000","v":6.1085542935554148E-2},{"$f":"Summary!$D$8*(K705*F705*'Average Project Size'!$F$6+L705*G705*'Average Project Size'!$F$7+M705*H705*'Average Project Size'!$F$8+N705*I705*'Average Project Size'!$F$10+O705*J705*'Average Project Size'!$F$9)/1000","v":2.7354966041515525E-2}]
[null,{"$f":"'Peak Identification'!B704","v":"MRDN12"},{"$f":"'Peak Identification'!D704","v":"S"},{"$f":"'Peak Identification'!E704","v":18},{"$f":"VLOOKUP($D706,'DER Output'!$S$17:$X$41,6,FALSE)","v":0.16032398020038169},{"$f":"IF($C706=\"S\",VLOOKUP($D706,'DER Output'!$S$18:$W$41,2,FALSE),VLOOKUP($D706,'DER Output'!$S$18:$W$41,3,FALSE))","v":0.17224423800777711},{"$f":"IF($C706=\"S\",VLOOKUP($D706,'DER Output'!$S$18:$W$41,4,FALSE),VLOOKUP($D706,'DER Output'!$S$18:$W$41,5,FALSE))","v":0.17224423800777711},{"$f":"IF($C706=\"S\",VLOOKUP($D706,'DER Output'!$S$18:$W$41,4,FALSE),VLOOKUP($D706,'DER Output'!$S$18:$W$41,5,FALSE))","v":0.17224423800777711},{"$f":"IF($C706=\"S\",VLOOKUP($D706,'DER Output'!$S$18:$W$41,4,FALSE),VLOOKUP($D706,'DER Output'!$S$18:$W$41,5,FALSE))","v":0.17224423800777711},{"$f":"IF($C706=\"S\",VLOOKUP($D706,'DER Output'!$S$18:$W$41,4,FALSE),VLOOKUP($D706,'DER Output'!$S$18:$W$41,5,FALSE))","v":0.17224423800777711},{"$f":"IFERROR(IF(OR(C706=\"S\",C706=\"D\"),VLOOKUP(B706,'Seasonal Customer Count'!$B:$I,4,FALSE),IF(C706=\"W\",VLOOKUP(B706,'Seasonal Customer Count'!$B:$P,12,FALSE),\"Check\")),0)","v":1659},{"$f":"IFERROR(IF(OR(C706=\"S\",C706=\"D\"),VLOOKUP(B706,'Seasonal Customer Count'!$B:$P,5,FALSE),IF(C706=\"W\",VLOOKUP(B706,'Seasonal Customer Count'!$B:$P,13,FALSE),\"Check\")),0)","v":51},{"$f":"IFERROR(IF(OR(C706=\"S\",C706=\"D\"),VLOOKUP(B706,'Seasonal Customer Count'!$B:$P,6,FALSE),IF(C706=\"W\",VLOOKUP(B706,'Seasonal Customer Count'!$B:$P,14,FALSE),\"Check\")),0)","v":84},{"$f":"IFERROR(IF(OR(C706=\"S\",C706=\"D\"),VLOOKUP(B706,'Seasonal Customer Count'!$B:$P,7,FALSE),IF(C706=\"W\",VLOOKUP(B706,'Seasonal Customer Count'!$B:$P,15,FALSE),\"Check\")),0)","v":1},{"$f":"IFERROR(IF(OR(C706=\"S\",C706=\"D\"),VLOOKUP(B706,'Seasonal Customer Count'!$B:$P,8,FALSE),IF(C706=\"W\",VLOOKUP(B706,'Seasonal Customer Count'!$B:$P,16,FALSE),\"Check\")),0)","v":0},{"$f":"Summary!$D$8*(K706*'Average Project Size'!$F$6+L706*'Average Project Size'!$F$7+M706*'Average Project Size'!$F$8+N706*'Average Project Size'!$F$10+O706*'Average Project Size'!$F$9)/1000","v":8.706364369647146E-2},{"$f":"Summary!$D$8*(K706*F706*'Average Project Size'!$F$6+L706*G706*'Average Project Size'!$F$7+M706*H706*'Average Project Size'!$F$8+N706*I706*'Average Project Size'!$F$10+O706*J706*'Average Project Size'!$F$9)/1000","v":1.4996210966679333E-2}]
[null,{"$f":"'Peak Identification'!B705","v":"MRDN13"},{"$f":"'Peak Identification'!D705","v":"S"},{"$f":"'Peak Identification'!E705","v":15},{"$f":"VLOOKUP($D707,'DER Output'!$S$17:$X$41,6,FALSE)","v":0.24675324675324678},{"$f":"IF($C707=\"S\",VLOOKUP($D707,'DER Output'!$S$18:$W$41,2,FALSE),VLOOKUP($D707,'DER Output'!$S$18:$W$41,3,FALSE))","v":0.57498529407079435},{"$f":"IF($C707=\"S\",VLOOKUP($D707,'DER Output'!$S$18:$W$41,4,FALSE),VLOOKUP($D707,'DER Output'!$S$18:$W$41,5,FALSE))","v":0.57498529407079435},{"$f":"IF($C707=\"S\",VLOOKUP($D707,'DER Output'!$S$18:$W$41,4,FALSE),VLOOKUP($D707,'DER Output'!$S$18:$W$41,5,FALSE))","v":0.57498529407079435},{"$f":"IF($C707=\"S\",VLOOKUP($D707,'DER Output'!$S$18:$W$41,4,FALSE),VLOOKUP($D707,'DER Output'!$S$18:$W$41,5,FALSE))","v":0.57498529407079435},{"$f":"IF($C707=\"S\",VLOOKUP($D707,'DER Output'!$S$18:$W$41,4,FALSE),VLOOKUP($D707,'DER Output'!$S$18:$W$41,5,FALSE))","v":0.57498529407079435},{"$f":"IFERROR(IF(OR(C707=\"S\",C707=\"D\"),VLOOKUP(B707,'Seasonal Customer Count'!$B:$I,4,FALSE),IF(C707=\"W\",VLOOKUP(B707,'Seasonal Customer Count'!$B:$P,12,FALSE),\"Check\")),0)","v":1294},{"$f":"IFERROR(IF(OR(C707=\"S\",C707=\"D\"),VLOOKUP(B707,'Seasonal Customer Count'!$B:$P,5,FALSE),IF(C707=\"W\",VLOOKUP(B707,'Seasonal Customer Count'!$B:$P,13,FALSE),\"Check\")),0)","v":63},{"$f":"IFERROR(IF(OR(C707=\"S\",C707=\"D\"),VLOOKUP(B707,'Seasonal Customer Count'!$B:$P,6,FALSE),IF(C707=\"W\",VLOOKUP(B707,'Seasonal Customer Count'!$B:$P,14,FALSE),\"Check\")),0)","v":115},{"$f":"IFERROR(IF(OR(C707=\"S\",C707=\"D\"),VLOOKUP(B707,'Seasonal Customer Count'!$B:$P,7,FALSE),IF(C707=\"W\",VLOOKUP(B707,'Seasonal Customer Count'!$B:$P,15,FALSE),\"Check\")),0)","v":1},{"$f":"IFERROR(IF(OR(C707=\"S\",C707=\"D\"),VLOOKUP(B707,'Seasonal Customer Count'!$B:$P,8,FALSE),IF(C707=\"W\",VLOOKUP(B707,'Seasonal Customer Count'!$B:$P,16,FALSE),\"Check\")),0)","v":0},{"$f":"Summary!$D$8*(K707*'Average Project Size'!$F$6+L707*'Average Project Size'!$F$7+M707*'Average Project Size'!$F$8+N707*'Average Project Size'!$F$10+O707*'Average Project Size'!$F$9)/1000","v":7.8767473568882376E-2},{"$f":"Summary!$D$8*(K707*F707*'Average Project Size'!$F$6+L707*G707*'Average Project Size'!$F$7+M707*H707*'Average Project Size'!$F$8+N707*I707*'Average Project Size'!$F$10+O707*J707*'Average Project Size'!$F$9)/1000","v":4.5290138953217367E-2}]
[null,{"$f":"'Peak Identification'!B706","v":"MRDN14"},{"$f":"'Peak Identification'!D706","v":"S"},{"$f":"'Peak Identification'!E706","v":15},{"$f":"VLOOKUP($D708,'DER Output'!$S$17:$X$41,6,FALSE)","v":0.24675324675324678},{"$f":"IF($C708=\"S\",VLOOKUP($D708,'DER Output'!$S$18:$W$41,2,FALSE),VLOOKUP($D708,'DER Output'!$S$18:$W$41,3,FALSE))","v":0.57498529407079435},{"$f":"IF($C708=\"S\",VLOOKUP($D708,'DER Output'!$S$18:$W$41,4,FALSE),VLOOKUP($D708,'DER Output'!$S$18:$W$41,5,FALSE))","v":0.57498529407079435},{"$f":"IF($C708=\"S\",VLOOKUP($D708,'DER Output'!$S$18:$W$41,4,FALSE),VLOOKUP($D708,'DER Output'!$S$18:$W$41,5,FALSE))","v":0.57498529407079435},{"$f":"IF($C708=\"S\",VLOOKUP($D708,'DER Output'!$S$18:$W$41,4,FALSE),VLOOKUP($D708,'DER Output'!$S$18:$W$41,5,FALSE))","v":0.57498529407079435},{"$f":"IF($C708=\"S\",VLOOKUP($D708,'DER Output'!$S$18:$W$41,4,FALSE),VLOOKUP($D708,'DER Output'!$S$18:$W$41,5,FALSE))","v":0.57498529407079435},{"$f":"IFERROR(IF(OR(C708=\"S\",C708=\"D\"),VLOOKUP(B708,'Seasonal Customer Count'!$B:$I,4,FALSE),IF(C708=\"W\",VLOOKUP(B708,'Seasonal Customer Count'!$B:$P,12,FALSE),\"Check\")),0)","v":121},{"$f":"IFERROR(IF(OR(C708=\"S\",C708=\"D\"),VLOOKUP(B708,'Seasonal Customer Count'!$B:$P,5,FALSE),IF(C708=\"W\",VLOOKUP(B708,'Seasonal Customer Count'!$B:$P,13,FALSE),\"Check\")),0)","v":90},{"$f":"IFERROR(IF(OR(C708=\"S\",C708=\"D\"),VLOOKUP(B708,'Seasonal Customer Count'!$B:$P,6,FALSE),IF(C708=\"W\",VLOOKUP(B708,'Seasonal Customer Count'!$B:$P,14,FALSE),\"Check\")),0)","v":188},{"$f":"IFERROR(IF(OR(C708=\"S\",C708=\"D\"),VLOOKUP(B708,'Seasonal Customer Count'!$B:$P,7,FALSE),IF(C708=\"W\",VLOOKUP(B708,'Seasonal Customer Count'!$B:$P,15,FALSE),\"Check\")),0)","v":2},{"$f":"IFERROR(IF(OR(C708=\"S\",C708=\"D\"),VLOOKUP(B708,'Seasonal Customer Count'!$B:$P,8,FALSE),IF(C708=\"W\",VLOOKUP(B708,'Seasonal Customer Count'!$B:$P,16,FALSE),\"Check\")),0)","v":0},{"$f":"Summary!$D$8*(K708*'Average Project Size'!$F$6+L708*'Average Project Size'!$F$7+M708*'Average Project Size'!$F$8+N708*'Average Project Size'!$F$10+O708*'Average Project Size'!$F$9)/1000","v":4.9614404448907301E-2},{"$f":"Summary!$D$8*(K708*F708*'Average Project Size'!$F$6+L708*G708*'Average Project Size'!$F$7+M708*H708*'Average Project Size'!$F$8+N708*I708*'Average Project Size'!$F$10+O708*J708*'Average Project Size'!$F$9)/1000","v":2.8527552932202296E-2}]
[null,{"$f":"'Peak Identification'!B707","v":"MRDN15"},{"$f":"'Peak Identification'!D707","v":"S"},{"$f":"'Peak Identification'!E707","v":16},{"$f":"VLOOKUP($D709,'DER Output'!$S$17:$X$41,6,FALSE)","v":0.22644022312513051},{"$f":"IF($C709=\"S\",VLOOKUP($D709,'DER Output'!$S$18:$W$41,2,FALSE),VLOOKUP($D709,'DER Output'!$S$18:$W$41,3,FALSE))","v":0.44781407722569133},{"$f":"IF($C709=\"S\",VLOOKUP($D709,'DER Output'!$S$18:$W$41,4,FALSE),VLOOKUP($D709,'DER Output'!$S$18:$W$41,5,FALSE))","v":0.44781407722569133},{"$f":"IF($C709=\"S\",VLOOKUP($D709,'DER Output'!$S$18:$W$41,4,FALSE),VLOOKUP($D709,'DER Output'!$S$18:$W$41,5,FALSE))","v":0.44781407722569133},{"$f":"IF($C709=\"S\",VLOOKUP($D709,'DER Output'!$S$18:$W$41,4,FALSE),VLOOKUP($D709,'DER Output'!$S$18:$W$41,5,FALSE))","v":0.44781407722569133},{"$f":"IF($C709=\"S\",VLOOKUP($D709,'DER Output'!$S$18:$W$41,4,FALSE),VLOOKUP($D709,'DER Output'!$S$18:$W$41,5,FALSE))","v":0.44781407722569133},{"$f":"IFERROR(IF(OR(C709=\"S\",C709=\"D\"),VLOOKUP(B709,'Seasonal Customer Count'!$B:$I,4,FALSE),IF(C709=\"W\",VLOOKUP(B709,'Seasonal Customer Count'!$B:$P,12,FALSE),\"Check\")),0)","v":1086},{"$f":"IFERROR(IF(OR(C709=\"S\",C709=\"D\"),VLOOKUP(B709,'Seasonal Customer Count'!$B:$P,5,FALSE),IF(C709=\"W\",VLOOKUP(B709,'Seasonal Customer Count'!$B:$P,13,FALSE),\"Check\")),0)","v":20},{"$f":"IFERROR(IF(OR(C709=\"S\",C709=\"D\"),VLOOKUP(B709,'Seasonal Customer Count'!$B:$P,6,FALSE),IF(C709=\"W\",VLOOKUP(B709,'Seasonal Customer Count'!$B:$P,14,FALSE),\"Check\")),0)","v":23},{"$f":"IFERROR(IF(OR(C709=\"S\",C709=\"D\"),VLOOKUP(B709,'Seasonal Customer Count'!$B:$P,7,FALSE),IF(C709=\"W\",VLOOKUP(B709,'Seasonal Customer Count'!$B:$P,15,FALSE),\"Check\")),0)","v":2},{"$f":"IFERROR(IF(OR(C709=\"S\",C709=\"D\"),VLOOKUP(B709,'Seasonal Customer Count'!$B:$P,8,FALSE),IF(C709=\"W\",VLOOKUP(B709,'Seasonal Customer Count'!$B:$P,16,FALSE),\"Check\")),0)","v":1},{"$f":"Summary!$D$8*(K709*'Average Project Size'!$F$6+L709*'Average Project Size'!$F$7+M709*'Average Project Size'!$F$8+N709*'Average Project Size'!$F$10+O709*'Average Project Size'!$F$9)/1000","v":5.5095242557642615E-2},{"$f":"Summary!$D$8*(K709*F709*'Average Project Size'!$F$6+L709*G709*'Average Project Size'!$F$7+M709*H709*'Average Project Size'!$F$8+N709*I709*'Average Project Size'!$F$10+O709*J709*'Average Project Size'!$F$9)/1000","v":2.467242520547637E-2}]
[null,{"$f":"'Peak Identification'!B708","v":"MRDN16"},{"$f":"'Peak Identification'!D708","v":"S"},{"$f":"'Peak Identification'!E708","v":16},{"$f":"VLOOKUP($D710,'DER Output'!$S$17:$X$41,6,FALSE)","v":0.22644022312513051},{"$f":"IF($C710=\"S\",VLOOKUP($D710,'DER Output'!$S$18:$W$41,2,FALSE),VLOOKUP($D710,'DER Output'!$S$18:$W$41,3,FALSE))","v":0.44781407722569133},{"$f":"IF($C710=\"S\",VLOOKUP($D710,'DER Output'!$S$18:$W$41,4,FALSE),VLOOKUP($D710,'DER Output'!$S$18:$W$41,5,FALSE))","v":0.44781407722569133},{"$f":"IF($C710=\"S\",VLOOKUP($D710,'DER Output'!$S$18:$W$41,4,FALSE),VLOOKUP($D710,'DER Output'!$S$18:$W$41,5,FALSE))","v":0.44781407722569133},{"$f":"IF($C710=\"S\",VLOOKUP($D710,'DER Output'!$S$18:$W$41,4,FALSE),VLOOKUP($D710,'DER Output'!$S$18:$W$41,5,FALSE))","v":0.44781407722569133},{"$f":"IF($C710=\"S\",VLOOKUP($D710,'DER Output'!$S$18:$W$41,4,FALSE),VLOOKUP($D710,'DER Output'!$S$18:$W$41,5,FALSE))","v":0.44781407722569133},{"$f":"IFERROR(IF(OR(C710=\"S\",C710=\"D\"),VLOOKUP(B710,'Seasonal Customer Count'!$B:$I,4,FALSE),IF(C710=\"W\",VLOOKUP(B710,'Seasonal Customer Count'!$B:$P,12,FALSE),\"Check\")),0)","v":1038},{"$f":"IFERROR(IF(OR(C710=\"S\",C710=\"D\"),VLOOKUP(B710,'Seasonal Customer Count'!$B:$P,5,FALSE),IF(C710=\"W\",VLOOKUP(B710,'Seasonal Customer Count'!$B:$P,13,FALSE),\"Check\")),0)","v":24},{"$f":"IFERROR(IF(OR(C710=\"S\",C710=\"D\"),VLOOKUP(B710,'Seasonal Customer Count'!$B:$P,6,FALSE),IF(C710=\"W\",VLOOKUP(B710,'Seasonal Customer Count'!$B:$P,14,FALSE),\"Check\")),0)","v":63},{"$f":"IFERROR(IF(OR(C710=\"S\",C710=\"D\"),VLOOKUP(B710,'Seasonal Customer Count'!$B:$P,7,FALSE),IF(C710=\"W\",VLOOKUP(B710,'Seasonal Customer Count'!$B:$P,15,FALSE),\"Check\")),0)","v":1},{"$f":"IFERROR(IF(OR(C710=\"S\",C710=\"D\"),VLOOKUP(B710,'Seasonal Customer Count'!$B:$P,8,FALSE),IF(C710=\"W\",VLOOKUP(B710,'Seasonal Customer Count'!$B:$P,16,FALSE),\"Check\")),0)","v":0},{"$f":"Summary!$D$8*(K710*'Average Project Size'!$F$6+L710*'Average Project Size'!$F$7+M710*'Average Project Size'!$F$8+N710*'Average Project Size'!$F$10+O710*'Average Project Size'!$F$9)/1000","v":5.6788521412022321E-2},{"$f":"Summary!$D$8*(K710*F710*'Average Project Size'!$F$6+L710*G710*'Average Project Size'!$F$7+M710*H710*'Average Project Size'!$F$8+N710*I710*'Average Project Size'!$F$10+O710*J710*'Average Project Size'!$F$9)/1000","v":2.5430699313136185E-2}]
[null,{"$f":"'Peak Identification'!B709","v":"MRDN17"},{"$f":"'Peak Identification'!D709","v":"W"},{"$f":"'Peak Identification'!E709","v":18},{"$f":"VLOOKUP($D711,'DER Output'!$S$17:$X$41,6,FALSE)","v":0.16032398020038169},{"$f":"IF($C711=\"S\",VLOOKUP($D711,'DER Output'!$S$18:$W$41,2,FALSE),VLOOKUP($D711,'DER Output'!$S$18:$W$41,3,FALSE))","v":5.535976984247182E-4},{"$f":"IF($C711=\"S\",VLOOKUP($D711,'DER Output'!$S$18:$W$41,4,FALSE),VLOOKUP($D711,'DER Output'!$S$18:$W$41,5,FALSE))","v":5.535976984247182E-4},{"$f":"IF($C711=\"S\",VLOOKUP($D711,'DER Output'!$S$18:$W$41,4,FALSE),VLOOKUP($D711,'DER Output'!$S$18:$W$41,5,FALSE))","v":5.535976984247182E-4},{"$f":"IF($C711=\"S\",VLOOKUP($D711,'DER Output'!$S$18:$W$41,4,FALSE),VLOOKUP($D711,'DER Output'!$S$18:$W$41,5,FALSE))","v":5.535976984247182E-4},{"$f":"IF($C711=\"S\",VLOOKUP($D711,'DER Output'!$S$18:$W$41,4,FALSE),VLOOKUP($D711,'DER Output'!$S$18:$W$41,5,FALSE))","v":5.535976984247182E-4},{"$f":"IFERROR(IF(OR(C711=\"S\",C711=\"D\"),VLOOKUP(B711,'Seasonal Customer Count'!$B:$I,4,FALSE),IF(C711=\"W\",VLOOKUP(B711,'Seasonal Customer Count'!$B:$P,12,FALSE),\"Check\")),0)","v":5},{"$f":"IFERROR(IF(OR(C711=\"S\",C711=\"D\"),VLOOKUP(B711,'Seasonal Customer Count'!$B:$P,5,FALSE),IF(C711=\"W\",VLOOKUP(B711,'Seasonal Customer Count'!$B:$P,13,FALSE),\"Check\")),0)","v":12},{"$f":"IFERROR(IF(OR(C711=\"S\",C711=\"D\"),VLOOKUP(B711,'Seasonal Customer Count'!$B:$P,6,FALSE),IF(C711=\"W\",VLOOKUP(B711,'Seasonal Customer Count'!$B:$P,14,FALSE),\"Check\")),0)","v":0},{"$f":"IFERROR(IF(OR(C711=\"S\",C711=\"D\"),VLOOKUP(B711,'Seasonal Customer Count'!$B:$P,7,FALSE),IF(C711=\"W\",VLOOKUP(B711,'Seasonal Customer Count'!$B:$P,15,FALSE),\"Check\")),0)","v":77},{"$f":"IFERROR(IF(OR(C711=\"S\",C711=\"D\"),VLOOKUP(B711,'Seasonal Customer Count'!$B:$P,8,FALSE),IF(C711=\"W\",VLOOKUP(B711,'Seasonal Customer Count'!$B:$P,16,FALSE),\"Check\")),0)","v":0},{"$f":"Summary!$D$8*(K711*'Average Project Size'!$F$6+L711*'Average Project Size'!$F$7+M711*'Average Project Size'!$F$8+N711*'Average Project Size'!$F$10+O711*'Average Project Size'!$F$9)/1000","v":0.22711324734039565},{"$f":"Summary!$D$8*(K711*F711*'Average Project Size'!$F$6+L711*G711*'Average Project Size'!$F$7+M711*H711*'Average Project Size'!$F$8+N711*I711*'Average Project Size'!$F$10+O711*J711*'Average Project Size'!$F$9)/1000","v":1.2572937100940678E-4}]
[null,{"$f":"'Peak Identification'!B710","v":"MRDN T-131"},{"$f":"'Peak Identification'!D710","v":"S"},{"$f":"'Peak Identification'!E710","v":15},{"$f":"VLOOKUP($D712,'DER Output'!$S$17:$X$41,6,FALSE)","v":0.24675324675324678},{"$f":"IF($C712=\"S\",VLOOKUP($D712,'DER Output'!$S$18:$W$41,2,FALSE),VLOOKUP($D712,'DER Output'!$S$18:$W$41,3,FALSE))","v":0.57498529407079435},{"$f":"IF($C712=\"S\",VLOOKUP($D712,'DER Output'!$S$18:$W$41,4,FALSE),VLOOKUP($D712,'DER Output'!$S$18:$W$41,5,FALSE))","v":0.57498529407079435},{"$f":"IF($C712=\"S\",VLOOKUP($D712,'DER Output'!$S$18:$W$41,4,FALSE),VLOOKUP($D712,'DER Output'!$S$18:$W$41,5,FALSE))","v":0.57498529407079435},{"$f":"IF($C712=\"S\",VLOOKUP($D712,'DER Output'!$S$18:$W$41,4,FALSE),VLOOKUP($D712,'DER Output'!$S$18:$W$41,5,FALSE))","v":0.57498529407079435},{"$f":"IF($C712=\"S\",VLOOKUP($D712,'DER Output'!$S$18:$W$41,4,FALSE),VLOOKUP($D712,'DER Output'!$S$18:$W$41,5,FALSE))","v":0.57498529407079435},{"$f":"IFERROR(IF(OR(C712=\"S\",C712=\"D\"),VLOOKUP(B712,'Seasonal Customer Count'!$B:$I,4,FALSE),IF(C712=\"W\",VLOOKUP(B712,'Seasonal Customer Count'!$B:$P,12,FALSE),\"Check\")),0)","v":2570},{"$f":"IFERROR(IF(OR(C712=\"S\",C712=\"D\"),VLOOKUP(B712,'Seasonal Customer Count'!$B:$P,5,FALSE),IF(C712=\"W\",VLOOKUP(B712,'Seasonal Customer Count'!$B:$P,13,FALSE),\"Check\")),0)","v":199},{"$f":"IFERROR(IF(OR(C712=\"S\",C712=\"D\"),VLOOKUP(B712,'Seasonal Customer Count'!$B:$P,6,FALSE),IF(C712=\"W\",VLOOKUP(B712,'Seasonal Customer Count'!$B:$P,14,FALSE),\"Check\")),0)","v":413},{"$f":"IFERROR(IF(OR(C712=\"S\",C712=\"D\"),VLOOKUP(B712,'Seasonal Customer Count'!$B:$P,7,FALSE),IF(C712=\"W\",VLOOKUP(B712,'Seasonal Customer Count'!$B:$P,15,FALSE),\"Check\")),0)","v":6},{"$f":"IFERROR(IF(OR(C712=\"S\",C712=\"D\"),VLOOKUP(B712,'Seasonal Customer Count'!$B:$P,8,FALSE),IF(C712=\"W\",VLOOKUP(B712,'Seasonal Customer Count'!$B:$P,16,FALSE),\"Check\")),0)","v":0},{"$f":"Summary!$D$8*(K712*'Average Project Size'!$F$6+L712*'Average Project Size'!$F$7+M712*'Average Project Size'!$F$8+N712*'Average Project Size'!$F$10+O712*'Average Project Size'!$F$9)/1000","v":0.20538867889704196},{"$f":"Summary!$D$8*(K712*F712*'Average Project Size'!$F$6+L712*G712*'Average Project Size'!$F$7+M712*H712*'Average Project Size'!$F$8+N712*I712*'Average Project Size'!$F$10+O712*J712*'Average Project Size'!$F$9)/1000","v":0.11809546993442763}]
[null,{"$f":"'Peak Identification'!B711","v":"MRDN T-132"},{"$f":"'Peak Identification'!D711","v":"S"},{"$f":"'Peak Identification'!E711","v":16},{"$f":"VLOOKUP($D713,'DER Output'!$S$17:$X$41,6,FALSE)","v":0.22644022312513051},{"$f":"IF($C713=\"S\",VLOOKUP($D713,'DER Output'!$S$18:$W$41,2,FALSE),VLOOKUP($D713,'DER Output'!$S$18:$W$41,3,FALSE))","v":0.44781407722569133},{"$f":"IF($C713=\"S\",VLOOKUP($D713,'DER Output'!$S$18:$W$41,4,FALSE),VLOOKUP($D713,'DER Output'!$S$18:$W$41,5,FALSE))","v":0.44781407722569133},{"$f":"IF($C713=\"S\",VLOOKUP($D713,'DER Output'!$S$18:$W$41,4,FALSE),VLOOKUP($D713,'DER Output'!$S$18:$W$41,5,FALSE))","v":0.44781407722569133},{"$f":"IF($C713=\"S\",VLOOKUP($D713,'DER Output'!$S$18:$W$41,4,FALSE),VLOOKUP($D713,'DER Output'!$S$18:$W$41,5,FALSE))","v":0.44781407722569133},{"$f":"IF($C713=\"S\",VLOOKUP($D713,'DER Output'!$S$18:$W$41,4,FALSE),VLOOKUP($D713,'DER Output'!$S$18:$W$41,5,FALSE))","v":0.44781407722569133},{"$f":"IFERROR(IF(OR(C713=\"S\",C713=\"D\"),VLOOKUP(B713,'Seasonal Customer Count'!$B:$I,4,FALSE),IF(C713=\"W\",VLOOKUP(B713,'Seasonal Customer Count'!$B:$P,12,FALSE),\"Check\")),0)","v":3626},{"$f":"IFERROR(IF(OR(C713=\"S\",C713=\"D\"),VLOOKUP(B713,'Seasonal Customer Count'!$B:$P,5,FALSE),IF(C713=\"W\",VLOOKUP(B713,'Seasonal Customer Count'!$B:$P,13,FALSE),\"Check\")),0)","v":138},{"$f":"IFERROR(IF(OR(C713=\"S\",C713=\"D\"),VLOOKUP(B713,'Seasonal Customer Count'!$B:$P,6,FALSE),IF(C713=\"W\",VLOOKUP(B713,'Seasonal Customer Count'!$B:$P,14,FALSE),\"Check\")),0)","v":230},{"$f":"IFERROR(IF(OR(C713=\"S\",C713=\"D\"),VLOOKUP(B713,'Seasonal Customer Count'!$B:$P,7,FALSE),IF(C713=\"W\",VLOOKUP(B713,'Seasonal Customer Count'!$B:$P,15,FALSE),\"Check\")),0)","v":3},{"$f":"IFERROR(IF(OR(C713=\"S\",C713=\"D\"),VLOOKUP(B713,'Seasonal Customer Count'!$B:$P,8,FALSE),IF(C713=\"W\",VLOOKUP(B713,'Seasonal Customer Count'!$B:$P,16,FALSE),\"Check\")),0)","v":1},{"$f":"Summary!$D$8*(K713*'Average Project Size'!$F$6+L713*'Average Project Size'!$F$7+M713*'Average Project Size'!$F$8+N713*'Average Project Size'!$F$10+O713*'Average Project Size'!$F$9)/1000","v":0.2032444291896682},{"$f":"Summary!$D$8*(K713*F713*'Average Project Size'!$F$6+L713*G713*'Average Project Size'!$F$7+M713*H713*'Average Project Size'!$F$8+N713*I713*'Average Project Size'!$F$10+O713*J713*'Average Project Size'!$F$9)/1000","v":9.1015716508833638E-2}]
[null,{"$f":"'Peak Identification'!B712","v":"MRLD41"},{"$f":"'Peak Identification'!D712","v":"S"},{"$f":"'Peak Identification'!E712","v":22},{"$f":"VLOOKUP($D714,'DER Output'!$S$17:$X$41,6,FALSE)","v":0},{"$f":"IF($C714=\"S\",VLOOKUP($D714,'DER Output'!$S$18:$W$41,2,FALSE),VLOOKUP($D714,'DER Output'!$S$18:$W$41,3,FALSE))","v":4.7662353088631345E-4},{"$f":"IF($C714=\"S\",VLOOKUP($D714,'DER Output'!$S$18:$W$41,4,FALSE),VLOOKUP($D714,'DER Output'!$S$18:$W$41,5,FALSE))","v":4.7662353088631345E-4},{"$f":"IF($C714=\"S\",VLOOKUP($D714,'DER Output'!$S$18:$W$41,4,FALSE),VLOOKUP($D714,'DER Output'!$S$18:$W$41,5,FALSE))","v":4.7662353088631345E-4},{"$f":"IF($C714=\"S\",VLOOKUP($D714,'DER Output'!$S$18:$W$41,4,FALSE),VLOOKUP($D714,'DER Output'!$S$18:$W$41,5,FALSE))","v":4.7662353088631345E-4},{"$f":"IF($C714=\"S\",VLOOKUP($D714,'DER Output'!$S$18:$W$41,4,FALSE),VLOOKUP($D714,'DER Output'!$S$18:$W$41,5,FALSE))","v":4.7662353088631345E-4},{"$f":"IFERROR(IF(OR(C714=\"S\",C714=\"D\"),VLOOKUP(B714,'Seasonal Customer Count'!$B:$I,4,FALSE),IF(C714=\"W\",VLOOKUP(B714,'Seasonal Customer Count'!$B:$P,12,FALSE),\"Check\")),0)","v":107},{"$f":"IFERROR(IF(OR(C714=\"S\",C714=\"D\"),VLOOKUP(B714,'Seasonal Customer Count'!$B:$P,5,FALSE),IF(C714=\"W\",VLOOKUP(B714,'Seasonal Customer Count'!$B:$P,13,FALSE),\"Check\")),0)","v":5},{"$f":"IFERROR(IF(OR(C714=\"S\",C714=\"D\"),VLOOKUP(B714,'Seasonal Customer Count'!$B:$P,6,FALSE),IF(C714=\"W\",VLOOKUP(B714,'Seasonal Customer Count'!$B:$P,14,FALSE),\"Check\")),0)","v":5},{"$f":"IFERROR(IF(OR(C714=\"S\",C714=\"D\"),VLOOKUP(B714,'Seasonal Customer Count'!$B:$P,7,FALSE),IF(C714=\"W\",VLOOKUP(B714,'Seasonal Customer Count'!$B:$P,15,FALSE),\"Check\")),0)","v":0},{"$f":"IFERROR(IF(OR(C714=\"S\",C714=\"D\"),VLOOKUP(B714,'Seasonal Customer Count'!$B:$P,8,FALSE),IF(C714=\"W\",VLOOKUP(B714,'Seasonal Customer Count'!$B:$P,16,FALSE),\"Check\")),0)","v":40},{"$f":"Summary!$D$8*(K714*'Average Project Size'!$F$6+L714*'Average Project Size'!$F$7+M714*'Average Project Size'!$F$8+N714*'Average Project Size'!$F$10+O714*'Average Project Size'!$F$9)/1000","v":3.0920770252265722E-2},{"$f":"Summary!$D$8*(K714*F714*'Average Project Size'!$F$6+L714*G714*'Average Project Size'!$F$7+M714*H714*'Average Project Size'!$F$8+N714*I714*'Average Project Size'!$F$10+O714*J714*'Average Project Size'!$F$9)/1000","v":1.4737566695359372E-5}]
[null,{"$f":"'Peak Identification'!B713","v":"MRLD42"},{"$f":"'Peak Identification'!D713","v":"S"},{"$f":"'Peak Identification'!E713","v":20},{"$f":"VLOOKUP($D715,'DER Output'!$S$17:$X$41,6,FALSE)","v":2.7072953014838841E-3},{"$f":"IF($C715=\"S\",VLOOKUP($D715,'DER Output'!$S$18:$W$41,2,FALSE),VLOOKUP($D715,'DER Output'!$S$18:$W$41,3,FALSE))","v":2.0294966704587497E-2},{"$f":"IF($C715=\"S\",VLOOKUP($D715,'DER Output'!$S$18:$W$41,4,FALSE),VLOOKUP($D715,'DER Output'!$S$18:$W$41,5,FALSE))","v":2.0294966704587497E-2},{"$f":"IF($C715=\"S\",VLOOKUP($D715,'DER Output'!$S$18:$W$41,4,FALSE),VLOOKUP($D715,'DER Output'!$S$18:$W$41,5,FALSE))","v":2.0294966704587497E-2},{"$f":"IF($C715=\"S\",VLOOKUP($D715,'DER Output'!$S$18:$W$41,4,FALSE),VLOOKUP($D715,'DER Output'!$S$18:$W$41,5,FALSE))","v":2.0294966704587497E-2},{"$f":"IF($C715=\"S\",VLOOKUP($D715,'DER Output'!$S$18:$W$41,4,FALSE),VLOOKUP($D715,'DER Output'!$S$18:$W$41,5,FALSE))","v":2.0294966704587497E-2},{"$f":"IFERROR(IF(OR(C715=\"S\",C715=\"D\"),VLOOKUP(B715,'Seasonal Customer Count'!$B:$I,4,FALSE),IF(C715=\"W\",VLOOKUP(B715,'Seasonal Customer Count'!$B:$P,12,FALSE),\"Check\")),0)","v":5},{"$f":"IFERROR(IF(OR(C715=\"S\",C715=\"D\"),VLOOKUP(B715,'Seasonal Customer Count'!$B:$P,5,FALSE),IF(C715=\"W\",VLOOKUP(B715,'Seasonal Customer Count'!$B:$P,13,FALSE),\"Check\")),0)","v":2},{"$f":"IFERROR(IF(OR(C715=\"S\",C715=\"D\"),VLOOKUP(B715,'Seasonal Customer Count'!$B:$P,6,FALSE),IF(C715=\"W\",VLOOKUP(B715,'Seasonal Customer Count'!$B:$P,14,FALSE),\"Check\")),0)","v":3},{"$f":"IFERROR(IF(OR(C715=\"S\",C715=\"D\"),VLOOKUP(B715,'Seasonal Customer Count'!$B:$P,7,FALSE),IF(C715=\"W\",VLOOKUP(B715,'Seasonal Customer Count'!$B:$P,15,FALSE),\"Check\")),0)","v":0},{"$f":"IFERROR(IF(OR(C715=\"S\",C715=\"D\"),VLOOKUP(B715,'Seasonal Customer Count'!$B:$P,8,FALSE),IF(C715=\"W\",VLOOKUP(B715,'Seasonal Customer Count'!$B:$P,16,FALSE),\"Check\")),0)","v":15},{"$f":"Summary!$D$8*(K715*'Average Project Size'!$F$6+L715*'Average Project Size'!$F$7+M715*'Average Project Size'!$F$8+N715*'Average Project Size'!$F$10+O715*'Average Project Size'!$F$9)/1000","v":1.0401810943339399E-2},{"$f":"Summary!$D$8*(K715*F715*'Average Project Size'!$F$6+L715*G715*'Average Project Size'!$F$7+M715*H715*'Average Project Size'!$F$8+N715*I715*'Average Project Size'!$F$10+O715*J715*'Average Project Size'!$F$9)/1000","v":2.1110440676248696E-4}]
[null,{"$f":"'Peak Identification'!B714","v":"MRLD43"},{"$f":"'Peak Identification'!D714","v":"S"},{"$f":"'Peak Identification'!E714","v":21},{"$f":"VLOOKUP($D716,'DER Output'!$S$17:$X$41,6,FALSE)","v":0},{"$f":"IF($C716=\"S\",VLOOKUP($D716,'DER Output'!$S$18:$W$41,2,FALSE),VLOOKUP($D716,'DER Output'!$S$18:$W$41,3,FALSE))","v":9.5068228432060471E-4},{"$f":"IF($C716=\"S\",VLOOKUP($D716,'DER Output'!$S$18:$W$41,4,FALSE),VLOOKUP($D716,'DER Output'!$S$18:$W$41,5,FALSE))","v":9.5068228432060471E-4},{"$f":"IF($C716=\"S\",VLOOKUP($D716,'DER Output'!$S$18:$W$41,4,FALSE),VLOOKUP($D716,'DER Output'!$S$18:$W$41,5,FALSE))","v":9.5068228432060471E-4},{"$f":"IF($C716=\"S\",VLOOKUP($D716,'DER Output'!$S$18:$W$41,4,FALSE),VLOOKUP($D716,'DER Output'!$S$18:$W$41,5,FALSE))","v":9.5068228432060471E-4},{"$f":"IF($C716=\"S\",VLOOKUP($D716,'DER Output'!$S$18:$W$41,4,FALSE),VLOOKUP($D716,'DER Output'!$S$18:$W$41,5,FALSE))","v":9.5068228432060471E-4},{"$f":"IFERROR(IF(OR(C716=\"S\",C716=\"D\"),VLOOKUP(B716,'Seasonal Customer Count'!$B:$I,4,FALSE),IF(C716=\"W\",VLOOKUP(B716,'Seasonal Customer Count'!$B:$P,12,FALSE),\"Check\")),0)","v":163},{"$f":"IFERROR(IF(OR(C716=\"S\",C716=\"D\"),VLOOKUP(B716,'Seasonal Customer Count'!$B:$P,5,FALSE),IF(C716=\"W\",VLOOKUP(B716,'Seasonal Customer Count'!$B:$P,13,FALSE),\"Check\")),0)","v":15},{"$f":"IFERROR(IF(OR(C716=\"S\",C716=\"D\"),VLOOKUP(B716,'Seasonal Customer Count'!$B:$P,6,FALSE),IF(C716=\"W\",VLOOKUP(B716,'Seasonal Customer Count'!$B:$P,14,FALSE),\"Check\")),0)","v":8},{"$f":"IFERROR(IF(OR(C716=\"S\",C716=\"D\"),VLOOKUP(B716,'Seasonal Customer Count'!$B:$P,7,FALSE),IF(C716=\"W\",VLOOKUP(B716,'Seasonal Customer Count'!$B:$P,15,FALSE),\"Check\")),0)","v":0},{"$f":"IFERROR(IF(OR(C716=\"S\",C716=\"D\"),VLOOKUP(B716,'Seasonal Customer Count'!$B:$P,8,FALSE),IF(C716=\"W\",VLOOKUP(B716,'Seasonal Customer Count'!$B:$P,16,FALSE),\"Check\")),0)","v":51},{"$f":"Summary!$D$8*(K716*'Average Project Size'!$F$6+L716*'Average Project Size'!$F$7+M716*'Average Project Size'!$F$8+N716*'Average Project Size'!$F$10+O716*'Average Project Size'!$F$9)/1000","v":4.1392356686836392E-2},{"$f":"Summary!$D$8*(K716*F716*'Average Project Size'!$F$6+L716*G716*'Average Project Size'!$F$7+M716*H716*'Average Project Size'!$F$8+N716*I716*'Average Project Size'!$F$10+O716*J716*'Average Project Size'!$F$9)/1000","v":3.9350980208454885E-5}]
[null,{"$f":"'Peak Identification'!B715","v":"MRLD T-051"},{"$f":"'Peak Identification'!D715","v":"S"},{"$f":"'Peak Identification'!E715","v":20},{"$f":"VLOOKUP($D717,'DER Output'!$S$17:$X$41,6,FALSE)","v":2.7072953014838841E-3},{"$f":"IF($C717=\"S\",VLOOKUP($D717,'DER Output'!$S$18:$W$41,2,FALSE),VLOOKUP($D717,'DER Output'!$S$18:$W$41,3,FALSE))","v":2.0294966704587497E-2},{"$f":"IF($C717=\"S\",VLOOKUP($D717,'DER Output'!$S$18:$W$41,4,FALSE),VLOOKUP($D717,'DER Output'!$S$18:$W$41,5,FALSE))","v":2.0294966704587497E-2},{"$f":"IF($C717=\"S\",VLOOKUP($D717,'DER Output'!$S$18:$W$41,4,FALSE),VLOOKUP($D717,'DER Output'!$S$18:$W$41,5,FALSE))","v":2.0294966704587497E-2},{"$f":"IF($C717=\"S\",VLOOKUP($D717,'DER Output'!$S$18:$W$41,4,FALSE),VLOOKUP($D717,'DER Output'!$S$18:$W$41,5,FALSE))","v":2.0294966704587497E-2},{"$f":"IF($C717=\"S\",VLOOKUP($D717,'DER Output'!$S$18:$W$41,4,FALSE),VLOOKUP($D717,'DER Output'!$S$18:$W$41,5,FALSE))","v":2.0294966704587497E-2},{"$f":"IFERROR(IF(OR(C717=\"S\",C717=\"D\"),VLOOKUP(B717,'Seasonal Customer Count'!$B:$I,4,FALSE),IF(C717=\"W\",VLOOKUP(B717,'Seasonal Customer Count'!$B:$P,12,FALSE),\"Check\")),0)","v":112},{"$f":"IFERROR(IF(OR(C717=\"S\",C717=\"D\"),VLOOKUP(B717,'Seasonal Customer Count'!$B:$P,5,FALSE),IF(C717=\"W\",VLOOKUP(B717,'Seasonal Customer Count'!$B:$P,13,FALSE),\"Check\")),0)","v":7},{"$f":"IFERROR(IF(OR(C717=\"S\",C717=\"D\"),VLOOKUP(B717,'Seasonal Customer Count'!$B:$P,6,FALSE),IF(C717=\"W\",VLOOKUP(B717,'Seasonal Customer Count'!$B:$P,14,FALSE),\"Check\")),0)","v":8},{"$f":"IFERROR(IF(OR(C717=\"S\",C717=\"D\"),VLOOKUP(B717,'Seasonal Customer Count'!$B:$P,7,FALSE),IF(C717=\"W\",VLOOKUP(B717,'Seasonal Customer Count'!$B:$P,15,FALSE),\"Check\")),0)","v":0},{"$f":"IFERROR(IF(OR(C717=\"S\",C717=\"D\"),VLOOKUP(B717,'Seasonal Customer Count'!$B:$P,8,FALSE),IF(C717=\"W\",VLOOKUP(B717,'Seasonal Customer Count'!$B:$P,16,FALSE),\"Check\")),0)","v":55},{"$f":"Summary!$D$8*(K717*'Average Project Size'!$F$6+L717*'Average Project Size'!$F$7+M717*'Average Project Size'!$F$8+N717*'Average Project Size'!$F$10+O717*'Average Project Size'!$F$9)/1000","v":4.1322581195605126E-2},{"$f":"Summary!$D$8*(K717*F717*'Average Project Size'!$F$6+L717*G717*'Average Project Size'!$F$7+M717*H717*'Average Project Size'!$F$8+N717*I717*'Average Project Size'!$F$10+O717*J717*'Average Project Size'!$F$9)/1000","v":8.3864040951241929E-4}]
[null,{"$f":"'Peak Identification'!B716","v":"MRLD T-052"},{"$f":"'Peak Identification'!D716","v":"S"},{"$f":"'Peak Identification'!E716","v":21},{"$f":"VLOOKUP($D718,'DER Output'!$S$17:$X$41,6,FALSE)","v":0},{"$f":"IF($C718=\"S\",VLOOKUP($D718,'DER Output'!$S$18:$W$41,2,FALSE),VLOOKUP($D718,'DER Output'!$S$18:$W$41,3,FALSE))","v":9.5068228432060471E-4},{"$f":"IF($C718=\"S\",VLOOKUP($D718,'DER Output'!$S$18:$W$41,4,FALSE),VLOOKUP($D718,'DER Output'!$S$18:$W$41,5,FALSE))","v":9.5068228432060471E-4},{"$f":"IF($C718=\"S\",VLOOKUP($D718,'DER Output'!$S$18:$W$41,4,FALSE),VLOOKUP($D718,'DER Output'!$S$18:$W$41,5,FALSE))","v":9.5068228432060471E-4},{"$f":"IF($C718=\"S\",VLOOKUP($D718,'DER Output'!$S$18:$W$41,4,FALSE),VLOOKUP($D718,'DER Output'!$S$18:$W$41,5,FALSE))","v":9.5068228432060471E-4},{"$f":"IF($C718=\"S\",VLOOKUP($D718,'DER Output'!$S$18:$W$41,4,FALSE),VLOOKUP($D718,'DER Output'!$S$18:$W$41,5,FALSE))","v":9.5068228432060471E-4},{"$f":"IFERROR(IF(OR(C718=\"S\",C718=\"D\"),VLOOKUP(B718,'Seasonal Customer Count'!$B:$I,4,FALSE),IF(C718=\"W\",VLOOKUP(B718,'Seasonal Customer Count'!$B:$P,12,FALSE),\"Check\")),0)","v":163},{"$f":"IFERROR(IF(OR(C718=\"S\",C718=\"D\"),VLOOKUP(B718,'Seasonal Customer Count'!$B:$P,5,FALSE),IF(C718=\"W\",VLOOKUP(B718,'Seasonal Customer Count'!$B:$P,13,FALSE),\"Check\")),0)","v":15},{"$f":"IFERROR(IF(OR(C718=\"S\",C718=\"D\"),VLOOKUP(B718,'Seasonal Customer Count'!$B:$P,6,FALSE),IF(C718=\"W\",VLOOKUP(B718,'Seasonal Customer Count'!$B:$P,14,FALSE),\"Check\")),0)","v":8},{"$f":"IFERROR(IF(OR(C718=\"S\",C718=\"D\"),VLOOKUP(B718,'Seasonal Customer Count'!$B:$P,7,FALSE),IF(C718=\"W\",VLOOKUP(B718,'Seasonal Customer Count'!$B:$P,15,FALSE),\"Check\")),0)","v":0},{"$f":"IFERROR(IF(OR(C718=\"S\",C718=\"D\"),VLOOKUP(B718,'Seasonal Customer Count'!$B:$P,8,FALSE),IF(C718=\"W\",VLOOKUP(B718,'Seasonal Customer Count'!$B:$P,16,FALSE),\"Check\")),0)","v":51},{"$f":"Summary!$D$8*(K718*'Average Project Size'!$F$6+L718*'Average Project Size'!$F$7+M718*'Average Project Size'!$F$8+N718*'Average Project Size'!$F$10+O718*'Average Project Size'!$F$9)/1000","v":4.1392356686836392E-2},{"$f":"Summary!$D$8*(K718*F718*'Average Project Size'!$F$6+L718*G718*'Average Project Size'!$F$7+M718*H718*'Average Project Size'!$F$8+N718*I718*'Average Project Size'!$F$10+O718*J718*'Average Project Size'!$F$9)/1000","v":3.9350980208454885E-5}]
[null,{"$f":"'Peak Identification'!B717","v":"MRPL1"},{"$f":"'Peak Identification'!D717","v":"S"},{"$f":"'Peak Identification'!E717","v":18},{"$f":"VLOOKUP($D719,'DER Output'!$S$17:$X$41,6,FALSE)","v":0.16032398020038169},{"$f":"IF($C719=\"S\",VLOOKUP($D719,'DER Output'!$S$18:$W$41,2,FALSE),VLOOKUP($D719,'DER Output'!$S$18:$W$41,3,FALSE))","v":0.17224423800777711},{"$f":"IF($C719=\"S\",VLOOKUP($D719,'DER Output'!$S$18:$W$41,4,FALSE),VLOOKUP($D719,'DER Output'!$S$18:$W$41,5,FALSE))","v":0.17224423800777711},{"$f":"IF($C719=\"S\",VLOOKUP($D719,'DER Output'!$S$18:$W$41,4,FALSE),VLOOKUP($D719,'DER Output'!$S$18:$W$41,5,FALSE))","v":0.17224423800777711},{"$f":"IF($C719=\"S\",VLOOKUP($D719,'DER Output'!$S$18:$W$41,4,FALSE),VLOOKUP($D719,'DER Output'!$S$18:$W$41,5,FALSE))","v":0.17224423800777711},{"$f":"IF($C719=\"S\",VLOOKUP($D719,'DER Output'!$S$18:$W$41,4,FALSE),VLOOKUP($D719,'DER Output'!$S$18:$W$41,5,FALSE))","v":0.17224423800777711},{"$f":"IFERROR(IF(OR(C719=\"S\",C719=\"D\"),VLOOKUP(B719,'Seasonal Customer Count'!$B:$I,4,FALSE),IF(C719=\"W\",VLOOKUP(B719,'Seasonal Customer Count'!$B:$P,12,FALSE),\"Check\")),0)","v":0},{"$f":"IFERROR(IF(OR(C719=\"S\",C719=\"D\"),VLOOKUP(B719,'Seasonal Customer Count'!$B:$P,5,FALSE),IF(C719=\"W\",VLOOKUP(B719,'Seasonal Customer Count'!$B:$P,13,FALSE),\"Check\")),0)","v":0},{"$f":"IFERROR(IF(OR(C719=\"S\",C719=\"D\"),VLOOKUP(B719,'Seasonal Customer Count'!$B:$P,6,FALSE),IF(C719=\"W\",VLOOKUP(B719,'Seasonal Customer Count'!$B:$P,14,FALSE),\"Check\")),0)","v":0},{"$f":"IFERROR(IF(OR(C719=\"S\",C719=\"D\"),VLOOKUP(B719,'Seasonal Customer Count'!$B:$P,7,FALSE),IF(C719=\"W\",VLOOKUP(B719,'Seasonal Customer Count'!$B:$P,15,FALSE),\"Check\")),0)","v":0},{"$f":"IFERROR(IF(OR(C719=\"S\",C719=\"D\"),VLOOKUP(B719,'Seasonal Customer Count'!$B:$P,8,FALSE),IF(C719=\"W\",VLOOKUP(B719,'Seasonal Customer Count'!$B:$P,16,FALSE),\"Check\")),0)","v":0},{"$f":"Summary!$D$8*(K719*'Average Project Size'!$F$6+L719*'Average Project Size'!$F$7+M719*'Average Project Size'!$F$8+N719*'Average Project Size'!$F$10+O719*'Average Project Size'!$F$9)/1000","v":0},{"$f":"Summary!$D$8*(K719*F719*'Average Project Size'!$F$6+L719*G719*'Average Project Size'!$F$7+M719*H719*'Average Project Size'!$F$8+N719*I719*'Average Project Size'!$F$10+O719*J719*'Average Project Size'!$F$9)/1000","v":0}]
[null,{"$f":"'Peak Identification'!B718","v":"MRPL T-051"},{"$f":"'Peak Identification'!D718","v":"S"},{"$f":"'Peak Identification'!E718","v":18},{"$f":"VLOOKUP($D720,'DER Output'!$S$17:$X$41,6,FALSE)","v":0.16032398020038169},{"$f":"IF($C720=\"S\",VLOOKUP($D720,'DER Output'!$S$18:$W$41,2,FALSE),VLOOKUP($D720,'DER Output'!$S$18:$W$41,3,FALSE))","v":0.17224423800777711},{"$f":"IF($C720=\"S\",VLOOKUP($D720,'DER Output'!$S$18:$W$41,4,FALSE),VLOOKUP($D720,'DER Output'!$S$18:$W$41,5,FALSE))","v":0.17224423800777711},{"$f":"IF($C720=\"S\",VLOOKUP($D720,'DER Output'!$S$18:$W$41,4,FALSE),VLOOKUP($D720,'DER Output'!$S$18:$W$41,5,FALSE))","v":0.17224423800777711},{"$f":"IF($C720=\"S\",VLOOKUP($D720,'DER Output'!$S$18:$W$41,4,FALSE),VLOOKUP($D720,'DER Output'!$S$18:$W$41,5,FALSE))","v":0.17224423800777711},{"$f":"IF($C720=\"S\",VLOOKUP($D720,'DER Output'!$S$18:$W$41,4,FALSE),VLOOKUP($D720,'DER Output'!$S$18:$W$41,5,FALSE))","v":0.17224423800777711},{"$f":"IFERROR(IF(OR(C720=\"S\",C720=\"D\"),VLOOKUP(B720,'Seasonal Customer Count'!$B:$I,4,FALSE),IF(C720=\"W\",VLOOKUP(B720,'Seasonal Customer Count'!$B:$P,12,FALSE),\"Check\")),0)","v":0},{"$f":"IFERROR(IF(OR(C720=\"S\",C720=\"D\"),VLOOKUP(B720,'Seasonal Customer Count'!$B:$P,5,FALSE),IF(C720=\"W\",VLOOKUP(B720,'Seasonal Customer Count'!$B:$P,13,FALSE),\"Check\")),0)","v":0},{"$f":"IFERROR(IF(OR(C720=\"S\",C720=\"D\"),VLOOKUP(B720,'Seasonal Customer Count'!$B:$P,6,FALSE),IF(C720=\"W\",VLOOKUP(B720,'Seasonal Customer Count'!$B:$P,14,FALSE),\"Check\")),0)","v":0},{"$f":"IFERROR(IF(OR(C720=\"S\",C720=\"D\"),VLOOKUP(B720,'Seasonal Customer Count'!$B:$P,7,FALSE),IF(C720=\"W\",VLOOKUP(B720,'Seasonal Customer Count'!$B:$P,15,FALSE),\"Check\")),0)","v":1},{"$f":"IFERROR(IF(OR(C720=\"S\",C720=\"D\"),VLOOKUP(B720,'Seasonal Customer Count'!$B:$P,8,FALSE),IF(C720=\"W\",VLOOKUP(B720,'Seasonal Customer Count'!$B:$P,16,FALSE),\"Check\")),0)","v":0},{"$f":"Summary!$D$8*(K720*'Average Project Size'!$F$6+L720*'Average Project Size'!$F$7+M720*'Average Project Size'!$F$8+N720*'Average Project Size'!$F$10+O720*'Average Project Size'!$F$9)/1000","v":2.9355110231040001E-3},{"$f":"Summary!$D$8*(K720*F720*'Average Project Size'!$F$6+L720*G720*'Average Project Size'!$F$7+M720*H720*'Average Project Size'!$F$8+N720*I720*'Average Project Size'!$F$10+O720*J720*'Average Project Size'!$F$9)/1000","v":5.0562485933797869E-4}]
[null,{"$f":"'Peak Identification'!B719","v":"MSPE11"},{"$f":"'Peak Identification'!D719","v":"S"},{"$f":"'Peak Identification'!E719","v":16},{"$f":"VLOOKUP($D721,'DER Output'!$S$17:$X$41,6,FALSE)","v":0.22644022312513051},{"$f":"IF($C721=\"S\",VLOOKUP($D721,'DER Output'!$S$18:$W$41,2,FALSE),VLOOKUP($D721,'DER Output'!$S$18:$W$41,3,FALSE))","v":0.44781407722569133},{"$f":"IF($C721=\"S\",VLOOKUP($D721,'DER Output'!$S$18:$W$41,4,FALSE),VLOOKUP($D721,'DER Output'!$S$18:$W$41,5,FALSE))","v":0.44781407722569133},{"$f":"IF($C721=\"S\",VLOOKUP($D721,'DER Output'!$S$18:$W$41,4,FALSE),VLOOKUP($D721,'DER Output'!$S$18:$W$41,5,FALSE))","v":0.44781407722569133},{"$f":"IF($C721=\"S\",VLOOKUP($D721,'DER Output'!$S$18:$W$41,4,FALSE),VLOOKUP($D721,'DER Output'!$S$18:$W$41,5,FALSE))","v":0.44781407722569133},{"$f":"IF($C721=\"S\",VLOOKUP($D721,'DER Output'!$S$18:$W$41,4,FALSE),VLOOKUP($D721,'DER Output'!$S$18:$W$41,5,FALSE))","v":0.44781407722569133},{"$f":"IFERROR(IF(OR(C721=\"S\",C721=\"D\"),VLOOKUP(B721,'Seasonal Customer Count'!$B:$I,4,FALSE),IF(C721=\"W\",VLOOKUP(B721,'Seasonal Customer Count'!$B:$P,12,FALSE),\"Check\")),0)","v":4},{"$f":"IFERROR(IF(OR(C721=\"S\",C721=\"D\"),VLOOKUP(B721,'Seasonal Customer Count'!$B:$P,5,FALSE),IF(C721=\"W\",VLOOKUP(B721,'Seasonal Customer Count'!$B:$P,13,FALSE),\"Check\")),0)","v":4},{"$f":"IFERROR(IF(OR(C721=\"S\",C721=\"D\"),VLOOKUP(B721,'Seasonal Customer Count'!$B:$P,6,FALSE),IF(C721=\"W\",VLOOKUP(B721,'Seasonal Customer Count'!$B:$P,14,FALSE),\"Check\")),0)","v":9},{"$f":"IFERROR(IF(OR(C721=\"S\",C721=\"D\"),VLOOKUP(B721,'Seasonal Customer Count'!$B:$P,7,FALSE),IF(C721=\"W\",VLOOKUP(B721,'Seasonal Customer Count'!$B:$P,15,FALSE),\"Check\")),0)","v":0},{"$f":"IFERROR(IF(OR(C721=\"S\",C721=\"D\"),VLOOKUP(B721,'Seasonal Customer Count'!$B:$P,8,FALSE),IF(C721=\"W\",VLOOKUP(B721,'Seasonal Customer Count'!$B:$P,16,FALSE),\"Check\")),0)","v":20},{"$f":"Summary!$D$8*(K721*'Average Project Size'!$F$6+L721*'Average Project Size'!$F$7+M721*'Average Project Size'!$F$8+N721*'Average Project Size'!$F$10+O721*'Average Project Size'!$F$9)/1000","v":1.4720797201194154E-2},{"$f":"Summary!$D$8*(K721*F721*'Average Project Size'!$F$6+L721*G721*'Average Project Size'!$F$7+M721*H721*'Average Project Size'!$F$8+N721*I721*'Average Project Size'!$F$10+O721*J721*'Average Project Size'!$F$9)/1000","v":6.5921802146792999E-3}]
[null,{"$f":"'Peak Identification'!B720","v":"MSPE T-051"},{"$f":"'Peak Identification'!D720","v":"S"},{"$f":"'Peak Identification'!E720","v":17},{"$f":"VLOOKUP($D722,'DER Output'!$S$17:$X$41,6,FALSE)","v":0.19174838710475617},{"$f":"IF($C722=\"S\",VLOOKUP($D722,'DER Output'!$S$18:$W$41,2,FALSE),VLOOKUP($D722,'DER Output'!$S$18:$W$41,3,FALSE))","v":0.30300399777640191},{"$f":"IF($C722=\"S\",VLOOKUP($D722,'DER Output'!$S$18:$W$41,4,FALSE),VLOOKUP($D722,'DER Output'!$S$18:$W$41,5,FALSE))","v":0.30300399777640191},{"$f":"IF($C722=\"S\",VLOOKUP($D722,'DER Output'!$S$18:$W$41,4,FALSE),VLOOKUP($D722,'DER Output'!$S$18:$W$41,5,FALSE))","v":0.30300399777640191},{"$f":"IF($C722=\"S\",VLOOKUP($D722,'DER Output'!$S$18:$W$41,4,FALSE),VLOOKUP($D722,'DER Output'!$S$18:$W$41,5,FALSE))","v":0.30300399777640191},{"$f":"IF($C722=\"S\",VLOOKUP($D722,'DER Output'!$S$18:$W$41,4,FALSE),VLOOKUP($D722,'DER Output'!$S$18:$W$41,5,FALSE))","v":0.30300399777640191},{"$f":"IFERROR(IF(OR(C722=\"S\",C722=\"D\"),VLOOKUP(B722,'Seasonal Customer Count'!$B:$I,4,FALSE),IF(C722=\"W\",VLOOKUP(B722,'Seasonal Customer Count'!$B:$P,12,FALSE),\"Check\")),0)","v":4},{"$f":"IFERROR(IF(OR(C722=\"S\",C722=\"D\"),VLOOKUP(B722,'Seasonal Customer Count'!$B:$P,5,FALSE),IF(C722=\"W\",VLOOKUP(B722,'Seasonal Customer Count'!$B:$P,13,FALSE),\"Check\")),0)","v":4},{"$f":"IFERROR(IF(OR(C722=\"S\",C722=\"D\"),VLOOKUP(B722,'Seasonal Customer Count'!$B:$P,6,FALSE),IF(C722=\"W\",VLOOKUP(B722,'Seasonal Customer Count'!$B:$P,14,FALSE),\"Check\")),0)","v":9},{"$f":"IFERROR(IF(OR(C722=\"S\",C722=\"D\"),VLOOKUP(B722,'Seasonal Customer Count'!$B:$P,7,FALSE),IF(C722=\"W\",VLOOKUP(B722,'Seasonal Customer Count'!$B:$P,15,FALSE),\"Check\")),0)","v":0},{"$f":"IFERROR(IF(OR(C722=\"S\",C722=\"D\"),VLOOKUP(B722,'Seasonal Customer Count'!$B:$P,8,FALSE),IF(C722=\"W\",VLOOKUP(B722,'Seasonal Customer Count'!$B:$P,16,FALSE),\"Check\")),0)","v":20},{"$f":"Summary!$D$8*(K722*'Average Project Size'!$F$6+L722*'Average Project Size'!$F$7+M722*'Average Project Size'!$F$8+N722*'Average Project Size'!$F$10+O722*'Average Project Size'!$F$9)/1000","v":1.4720797201194154E-2},{"$f":"Summary!$D$8*(K722*F722*'Average Project Size'!$F$6+L722*G722*'Average Project Size'!$F$7+M722*H722*'Average Project Size'!$F$8+N722*I722*'Average Project Size'!$F$10+O722*J722*'Average Project Size'!$F$9)/1000","v":4.4604604024174972E-3}]
[null,{"$f":"'Peak Identification'!B721","v":"MTCY41"},{"$f":"'Peak Identification'!D721","v":"S"},{"$f":"'Peak Identification'!E721","v":17},{"$f":"VLOOKUP($D723,'DER Output'!$S$17:$X$41,6,FALSE)","v":0.19174838710475617},{"$f":"IF($C723=\"S\",VLOOKUP($D723,'DER Output'!$S$18:$W$41,2,FALSE),VLOOKUP($D723,'DER Output'!$S$18:$W$41,3,FALSE))","v":0.30300399777640191},{"$f":"IF($C723=\"S\",VLOOKUP($D723,'DER Output'!$S$18:$W$41,4,FALSE),VLOOKUP($D723,'DER Output'!$S$18:$W$41,5,FALSE))","v":0.30300399777640191},{"$f":"IF($C723=\"S\",VLOOKUP($D723,'DER Output'!$S$18:$W$41,4,FALSE),VLOOKUP($D723,'DER Output'!$S$18:$W$41,5,FALSE))","v":0.30300399777640191},{"$f":"IF($C723=\"S\",VLOOKUP($D723,'DER Output'!$S$18:$W$41,4,FALSE),VLOOKUP($D723,'DER Output'!$S$18:$W$41,5,FALSE))","v":0.30300399777640191},{"$f":"IF($C723=\"S\",VLOOKUP($D723,'DER Output'!$S$18:$W$41,4,FALSE),VLOOKUP($D723,'DER Output'!$S$18:$W$41,5,FALSE))","v":0.30300399777640191},{"$f":"IFERROR(IF(OR(C723=\"S\",C723=\"D\"),VLOOKUP(B723,'Seasonal Customer Count'!$B:$I,4,FALSE),IF(C723=\"W\",VLOOKUP(B723,'Seasonal Customer Count'!$B:$P,12,FALSE),\"Check\")),0)","v":0},{"$f":"IFERROR(IF(OR(C723=\"S\",C723=\"D\"),VLOOKUP(B723,'Seasonal Customer Count'!$B:$P,5,FALSE),IF(C723=\"W\",VLOOKUP(B723,'Seasonal Customer Count'!$B:$P,13,FALSE),\"Check\")),0)","v":0},{"$f":"IFERROR(IF(OR(C723=\"S\",C723=\"D\"),VLOOKUP(B723,'Seasonal Customer Count'!$B:$P,6,FALSE),IF(C723=\"W\",VLOOKUP(B723,'Seasonal Customer Count'!$B:$P,14,FALSE),\"Check\")),0)","v":0},{"$f":"IFERROR(IF(OR(C723=\"S\",C723=\"D\"),VLOOKUP(B723,'Seasonal Customer Count'!$B:$P,7,FALSE),IF(C723=\"W\",VLOOKUP(B723,'Seasonal Customer Count'!$B:$P,15,FALSE),\"Check\")),0)","v":0},{"$f":"IFERROR(IF(OR(C723=\"S\",C723=\"D\"),VLOOKUP(B723,'Seasonal Customer Count'!$B:$P,8,FALSE),IF(C723=\"W\",VLOOKUP(B723,'Seasonal Customer Count'!$B:$P,16,FALSE),\"Check\")),0)","v":0},{"$f":"Summary!$D$8*(K723*'Average Project Size'!$F$6+L723*'Average Project Size'!$F$7+M723*'Average Project Size'!$F$8+N723*'Average Project Size'!$F$10+O723*'Average Project Size'!$F$9)/1000","v":0},{"$f":"Summary!$D$8*(K723*F723*'Average Project Size'!$F$6+L723*G723*'Average Project Size'!$F$7+M723*H723*'Average Project Size'!$F$8+N723*I723*'Average Project Size'!$F$10+O723*J723*'Average Project Size'!$F$9)/1000","v":0}]
[null,{"$f":"'Peak Identification'!B722","v":"MTCY T-061"},{"$f":"'Peak Identification'!D722","v":"S"},{"$f":"'Peak Identification'!E722","v":17},{"$f":"VLOOKUP($D724,'DER Output'!$S$17:$X$41,6,FALSE)","v":0.19174838710475617},{"$f":"IF($C724=\"S\",VLOOKUP($D724,'DER Output'!$S$18:$W$41,2,FALSE),VLOOKUP($D724,'DER Output'!$S$18:$W$41,3,FALSE))","v":0.30300399777640191},{"$f":"IF($C724=\"S\",VLOOKUP($D724,'DER Output'!$S$18:$W$41,4,FALSE),VLOOKUP($D724,'DER Output'!$S$18:$W$41,5,FALSE))","v":0.30300399777640191},{"$f":"IF($C724=\"S\",VLOOKUP($D724,'DER Output'!$S$18:$W$41,4,FALSE),VLOOKUP($D724,'DER Output'!$S$18:$W$41,5,FALSE))","v":0.30300399777640191},{"$f":"IF($C724=\"S\",VLOOKUP($D724,'DER Output'!$S$18:$W$41,4,FALSE),VLOOKUP($D724,'DER Output'!$S$18:$W$41,5,FALSE))","v":0.30300399777640191},{"$f":"IF($C724=\"S\",VLOOKUP($D724,'DER Output'!$S$18:$W$41,4,FALSE),VLOOKUP($D724,'DER Output'!$S$18:$W$41,5,FALSE))","v":0.30300399777640191},{"$f":"IFERROR(IF(OR(C724=\"S\",C724=\"D\"),VLOOKUP(B724,'Seasonal Customer Count'!$B:$I,4,FALSE),IF(C724=\"W\",VLOOKUP(B724,'Seasonal Customer Count'!$B:$P,12,FALSE),\"Check\")),0)","v":0},{"$f":"IFERROR(IF(OR(C724=\"S\",C724=\"D\"),VLOOKUP(B724,'Seasonal Customer Count'!$B:$P,5,FALSE),IF(C724=\"W\",VLOOKUP(B724,'Seasonal Customer Count'!$B:$P,13,FALSE),\"Check\")),0)","v":0},{"$f":"IFERROR(IF(OR(C724=\"S\",C724=\"D\"),VLOOKUP(B724,'Seasonal Customer Count'!$B:$P,6,FALSE),IF(C724=\"W\",VLOOKUP(B724,'Seasonal Customer Count'!$B:$P,14,FALSE),\"Check\")),0)","v":0},{"$f":"IFERROR(IF(OR(C724=\"S\",C724=\"D\"),VLOOKUP(B724,'Seasonal Customer Count'!$B:$P,7,FALSE),IF(C724=\"W\",VLOOKUP(B724,'Seasonal Customer Count'!$B:$P,15,FALSE),\"Check\")),0)","v":0},{"$f":"IFERROR(IF(OR(C724=\"S\",C724=\"D\"),VLOOKUP(B724,'Seasonal Customer Count'!$B:$P,8,FALSE),IF(C724=\"W\",VLOOKUP(B724,'Seasonal Customer Count'!$B:$P,16,FALSE),\"Check\")),0)","v":0},{"$f":"Summary!$D$8*(K724*'Average Project Size'!$F$6+L724*'Average Project Size'!$F$7+M724*'Average Project Size'!$F$8+N724*'Average Project Size'!$F$10+O724*'Average Project Size'!$F$9)/1000","v":0},{"$f":"Summary!$D$8*(K724*F724*'Average Project Size'!$F$6+L724*G724*'Average Project Size'!$F$7+M724*H724*'Average Project Size'!$F$8+N724*I724*'Average Project Size'!$F$10+O724*J724*'Average Project Size'!$F$9)/1000","v":0}]
[null,{"$f":"'Peak Identification'!B723","v":"NHBT11"},{"$f":"'Peak Identification'!D723","v":"S"},{"$f":"'Peak Identification'!E723","v":21},{"$f":"VLOOKUP($D725,'DER Output'!$S$17:$X$41,6,FALSE)","v":0},{"$f":"IF($C725=\"S\",VLOOKUP($D725,'DER Output'!$S$18:$W$41,2,FALSE),VLOOKUP($D725,'DER Output'!$S$18:$W$41,3,FALSE))","v":9.5068228432060471E-4},{"$f":"IF($C725=\"S\",VLOOKUP($D725,'DER Output'!$S$18:$W$41,4,FALSE),VLOOKUP($D725,'DER Output'!$S$18:$W$41,5,FALSE))","v":9.5068228432060471E-4},{"$f":"IF($C725=\"S\",VLOOKUP($D725,'DER Output'!$S$18:$W$41,4,FALSE),VLOOKUP($D725,'DER Output'!$S$18:$W$41,5,FALSE))","v":9.5068228432060471E-4},{"$f":"IF($C725=\"S\",VLOOKUP($D725,'DER Output'!$S$18:$W$41,4,FALSE),VLOOKUP($D725,'DER Output'!$S$18:$W$41,5,FALSE))","v":9.5068228432060471E-4},{"$f":"IF($C725=\"S\",VLOOKUP($D725,'DER Output'!$S$18:$W$41,4,FALSE),VLOOKUP($D725,'DER Output'!$S$18:$W$41,5,FALSE))","v":9.5068228432060471E-4},{"$f":"IFERROR(IF(OR(C725=\"S\",C725=\"D\"),VLOOKUP(B725,'Seasonal Customer Count'!$B:$I,4,FALSE),IF(C725=\"W\",VLOOKUP(B725,'Seasonal Customer Count'!$B:$P,12,FALSE),\"Check\")),0)","v":36},{"$f":"IFERROR(IF(OR(C725=\"S\",C725=\"D\"),VLOOKUP(B725,'Seasonal Customer Count'!$B:$P,5,FALSE),IF(C725=\"W\",VLOOKUP(B725,'Seasonal Customer Count'!$B:$P,13,FALSE),\"Check\")),0)","v":7},{"$f":"IFERROR(IF(OR(C725=\"S\",C725=\"D\"),VLOOKUP(B725,'Seasonal Customer Count'!$B:$P,6,FALSE),IF(C725=\"W\",VLOOKUP(B725,'Seasonal Customer Count'!$B:$P,14,FALSE),\"Check\")),0)","v":16},{"$f":"IFERROR(IF(OR(C725=\"S\",C725=\"D\"),VLOOKUP(B725,'Seasonal Customer Count'!$B:$P,7,FALSE),IF(C725=\"W\",VLOOKUP(B725,'Seasonal Customer Count'!$B:$P,15,FALSE),\"Check\")),0)","v":1},{"$f":"IFERROR(IF(OR(C725=\"S\",C725=\"D\"),VLOOKUP(B725,'Seasonal Customer Count'!$B:$P,8,FALSE),IF(C725=\"W\",VLOOKUP(B725,'Seasonal Customer Count'!$B:$P,16,FALSE),\"Check\")),0)","v":56},{"$f":"Summary!$D$8*(K725*'Average Project Size'!$F$6+L725*'Average Project Size'!$F$7+M725*'Average Project Size'!$F$8+N725*'Average Project Size'!$F$10+O725*'Average Project Size'!$F$9)/1000","v":4.3249181312315636E-2},{"$f":"Summary!$D$8*(K725*F725*'Average Project Size'!$F$6+L725*G725*'Average Project Size'!$F$7+M725*H725*'Average Project Size'!$F$8+N725*I725*'Average Project Size'!$F$10+O725*J725*'Average Project Size'!$F$9)/1000","v":4.1116230484988243E-5}]
[null,{"$f":"'Peak Identification'!B724","v":"NHBT12"},{"$f":"'Peak Identification'!D724","v":"S"},{"$f":"'Peak Identification'!E724","v":20},{"$f":"VLOOKUP($D726,'DER Output'!$S$17:$X$41,6,FALSE)","v":2.7072953014838841E-3},{"$f":"IF($C726=\"S\",VLOOKUP($D726,'DER Output'!$S$18:$W$41,2,FALSE),VLOOKUP($D726,'DER Output'!$S$18:$W$41,3,FALSE))","v":2.0294966704587497E-2},{"$f":"IF($C726=\"S\",VLOOKUP($D726,'DER Output'!$S$18:$W$41,4,FALSE),VLOOKUP($D726,'DER Output'!$S$18:$W$41,5,FALSE))","v":2.0294966704587497E-2},{"$f":"IF($C726=\"S\",VLOOKUP($D726,'DER Output'!$S$18:$W$41,4,FALSE),VLOOKUP($D726,'DER Output'!$S$18:$W$41,5,FALSE))","v":2.0294966704587497E-2},{"$f":"IF($C726=\"S\",VLOOKUP($D726,'DER Output'!$S$18:$W$41,4,FALSE),VLOOKUP($D726,'DER Output'!$S$18:$W$41,5,FALSE))","v":2.0294966704587497E-2},{"$f":"IF($C726=\"S\",VLOOKUP($D726,'DER Output'!$S$18:$W$41,4,FALSE),VLOOKUP($D726,'DER Output'!$S$18:$W$41,5,FALSE))","v":2.0294966704587497E-2},{"$f":"IFERROR(IF(OR(C726=\"S\",C726=\"D\"),VLOOKUP(B726,'Seasonal Customer Count'!$B:$I,4,FALSE),IF(C726=\"W\",VLOOKUP(B726,'Seasonal Customer Count'!$B:$P,12,FALSE),\"Check\")),0)","v":43},{"$f":"IFERROR(IF(OR(C726=\"S\",C726=\"D\"),VLOOKUP(B726,'Seasonal Customer Count'!$B:$P,5,FALSE),IF(C726=\"W\",VLOOKUP(B726,'Seasonal Customer Count'!$B:$P,13,FALSE),\"Check\")),0)","v":4},{"$f":"IFERROR(IF(OR(C726=\"S\",C726=\"D\"),VLOOKUP(B726,'Seasonal Customer Count'!$B:$P,6,FALSE),IF(C726=\"W\",VLOOKUP(B726,'Seasonal Customer Count'!$B:$P,14,FALSE),\"Check\")),0)","v":21},{"$f":"IFERROR(IF(OR(C726=\"S\",C726=\"D\"),VLOOKUP(B726,'Seasonal Customer Count'!$B:$P,7,FALSE),IF(C726=\"W\",VLOOKUP(B726,'Seasonal Customer Count'!$B:$P,15,FALSE),\"Check\")),0)","v":0},{"$f":"IFERROR(IF(OR(C726=\"S\",C726=\"D\"),VLOOKUP(B726,'Seasonal Customer Count'!$B:$P,8,FALSE),IF(C726=\"W\",VLOOKUP(B726,'Seasonal Customer Count'!$B:$P,16,FALSE),\"Check\")),0)","v":48},{"$f":"Summary!$D$8*(K726*'Average Project Size'!$F$6+L726*'Average Project Size'!$F$7+M726*'Average Project Size'!$F$8+N726*'Average Project Size'!$F$10+O726*'Average Project Size'!$F$9)/1000","v":3.6143544083441108E-2},{"$f":"Summary!$D$8*(K726*F726*'Average Project Size'!$F$6+L726*G726*'Average Project Size'!$F$7+M726*H726*'Average Project Size'!$F$8+N726*I726*'Average Project Size'!$F$10+O726*J726*'Average Project Size'!$F$9)/1000","v":7.3353202375922761E-4}]
[null,{"$f":"'Peak Identification'!B725","v":"NHBT T-131"},{"$f":"'Peak Identification'!D725","v":"S"},{"$f":"'Peak Identification'!E725","v":20},{"$f":"VLOOKUP($D727,'DER Output'!$S$17:$X$41,6,FALSE)","v":2.7072953014838841E-3},{"$f":"IF($C727=\"S\",VLOOKUP($D727,'DER Output'!$S$18:$W$41,2,FALSE),VLOOKUP($D727,'DER Output'!$S$18:$W$41,3,FALSE))","v":2.0294966704587497E-2},{"$f":"IF($C727=\"S\",VLOOKUP($D727,'DER Output'!$S$18:$W$41,4,FALSE),VLOOKUP($D727,'DER Output'!$S$18:$W$41,5,FALSE))","v":2.0294966704587497E-2},{"$f":"IF($C727=\"S\",VLOOKUP($D727,'DER Output'!$S$18:$W$41,4,FALSE),VLOOKUP($D727,'DER Output'!$S$18:$W$41,5,FALSE))","v":2.0294966704587497E-2},{"$f":"IF($C727=\"S\",VLOOKUP($D727,'DER Output'!$S$18:$W$41,4,FALSE),VLOOKUP($D727,'DER Output'!$S$18:$W$41,5,FALSE))","v":2.0294966704587497E-2},{"$f":"IF($C727=\"S\",VLOOKUP($D727,'DER Output'!$S$18:$W$41,4,FALSE),VLOOKUP($D727,'DER Output'!$S$18:$W$41,5,FALSE))","v":2.0294966704587497E-2},{"$f":"IFERROR(IF(OR(C727=\"S\",C727=\"D\"),VLOOKUP(B727,'Seasonal Customer Count'!$B:$I,4,FALSE),IF(C727=\"W\",VLOOKUP(B727,'Seasonal Customer Count'!$B:$P,12,FALSE),\"Check\")),0)","v":79},{"$f":"IFERROR(IF(OR(C727=\"S\",C727=\"D\"),VLOOKUP(B727,'Seasonal Customer Count'!$B:$P,5,FALSE),IF(C727=\"W\",VLOOKUP(B727,'Seasonal Customer Count'!$B:$P,13,FALSE),\"Check\")),0)","v":11},{"$f":"IFERROR(IF(OR(C727=\"S\",C727=\"D\"),VLOOKUP(B727,'Seasonal Customer Count'!$B:$P,6,FALSE),IF(C727=\"W\",VLOOKUP(B727,'Seasonal Customer Count'!$B:$P,14,FALSE),\"Check\")),0)","v":37},{"$f":"IFERROR(IF(OR(C727=\"S\",C727=\"D\"),VLOOKUP(B727,'Seasonal Customer Count'!$B:$P,7,FALSE),IF(C727=\"W\",VLOOKUP(B727,'Seasonal Customer Count'!$B:$P,15,FALSE),\"Check\")),0)","v":1},{"$f":"IFERROR(IF(OR(C727=\"S\",C727=\"D\"),VLOOKUP(B727,'Seasonal Customer Count'!$B:$P,8,FALSE),IF(C727=\"W\",VLOOKUP(B727,'Seasonal Customer Count'!$B:$P,16,FALSE),\"Check\")),0)","v":104},{"$f":"Summary!$D$8*(K727*'Average Project Size'!$F$6+L727*'Average Project Size'!$F$7+M727*'Average Project Size'!$F$8+N727*'Average Project Size'!$F$10+O727*'Average Project Size'!$F$9)/1000","v":7.9392725395756744E-2},{"$f":"Summary!$D$8*(K727*F727*'Average Project Size'!$F$6+L727*G727*'Average Project Size'!$F$7+M727*H727*'Average Project Size'!$F$8+N727*I727*'Average Project Size'!$F$10+O727*J727*'Average Project Size'!$F$9)/1000","v":1.6112727184933418E-3}]
[null,{"$f":"'Peak Identification'!B726","v":"NMPA11"},{"$f":"'Peak Identification'!D726","v":"W"},{"$f":"'Peak Identification'!E726","v":17},{"$f":"VLOOKUP($D728,'DER Output'!$S$17:$X$41,6,FALSE)","v":0.19174838710475617},{"$f":"IF($C728=\"S\",VLOOKUP($D728,'DER Output'!$S$18:$W$41,2,FALSE),VLOOKUP($D728,'DER Output'!$S$18:$W$41,3,FALSE))","v":1.5799980883983985E-2},{"$f":"IF($C728=\"S\",VLOOKUP($D728,'DER Output'!$S$18:$W$41,4,FALSE),VLOOKUP($D728,'DER Output'!$S$18:$W$41,5,FALSE))","v":1.5799980883983985E-2},{"$f":"IF($C728=\"S\",VLOOKUP($D728,'DER Output'!$S$18:$W$41,4,FALSE),VLOOKUP($D728,'DER Output'!$S$18:$W$41,5,FALSE))","v":1.5799980883983985E-2},{"$f":"IF($C728=\"S\",VLOOKUP($D728,'DER Output'!$S$18:$W$41,4,FALSE),VLOOKUP($D728,'DER Output'!$S$18:$W$41,5,FALSE))","v":1.5799980883983985E-2},{"$f":"IF($C728=\"S\",VLOOKUP($D728,'DER Output'!$S$18:$W$41,4,FALSE),VLOOKUP($D728,'DER Output'!$S$18:$W$41,5,FALSE))","v":1.5799980883983985E-2},{"$f":"IFERROR(IF(OR(C728=\"S\",C728=\"D\"),VLOOKUP(B728,'Seasonal Customer Count'!$B:$I,4,FALSE),IF(C728=\"W\",VLOOKUP(B728,'Seasonal Customer Count'!$B:$P,12,FALSE),\"Check\")),0)","v":117},{"$f":"IFERROR(IF(OR(C728=\"S\",C728=\"D\"),VLOOKUP(B728,'Seasonal Customer Count'!$B:$P,5,FALSE),IF(C728=\"W\",VLOOKUP(B728,'Seasonal Customer Count'!$B:$P,13,FALSE),\"Check\")),0)","v":192},{"$f":"IFERROR(IF(OR(C728=\"S\",C728=\"D\"),VLOOKUP(B728,'Seasonal Customer Count'!$B:$P,6,FALSE),IF(C728=\"W\",VLOOKUP(B728,'Seasonal Customer Count'!$B:$P,14,FALSE),\"Check\")),0)","v":0},{"$f":"IFERROR(IF(OR(C728=\"S\",C728=\"D\"),VLOOKUP(B728,'Seasonal Customer Count'!$B:$P,7,FALSE),IF(C728=\"W\",VLOOKUP(B728,'Seasonal Customer Count'!$B:$P,15,FALSE),\"Check\")),0)","v":0},{"$f":"IFERROR(IF(OR(C728=\"S\",C728=\"D\"),VLOOKUP(B728,'Seasonal Customer Count'!$B:$P,8,FALSE),IF(C728=\"W\",VLOOKUP(B728,'Seasonal Customer Count'!$B:$P,16,FALSE),\"Check\")),0)","v":0},{"$f":"Summary!$D$8*(K728*'Average Project Size'!$F$6+L728*'Average Project Size'!$F$7+M728*'Average Project Size'!$F$8+N728*'Average Project Size'!$F$10+O728*'Average Project Size'!$F$9)/1000","v":1.873303004556583E-2},{"$f":"Summary!$D$8*(K728*F728*'Average Project Size'!$F$6+L728*G728*'Average Project Size'!$F$7+M728*H728*'Average Project Size'!$F$8+N728*I728*'Average Project Size'!$F$10+O728*J728*'Average Project Size'!$F$9)/1000","v":2.9598151661903771E-4}]
[null,{"$f":"'Peak Identification'!B727","v":"NMPA12"},{"$f":"'Peak Identification'!D727","v":"S"},{"$f":"'Peak Identification'!E727","v":17},{"$f":"VLOOKUP($D729,'DER Output'!$S$17:$X$41,6,FALSE)","v":0.19174838710475617},{"$f":"IF($C729=\"S\",VLOOKUP($D729,'DER Output'!$S$18:$W$41,2,FALSE),VLOOKUP($D729,'DER Output'!$S$18:$W$41,3,FALSE))","v":0.30300399777640191},{"$f":"IF($C729=\"S\",VLOOKUP($D729,'DER Output'!$S$18:$W$41,4,FALSE),VLOOKUP($D729,'DER Output'!$S$18:$W$41,5,FALSE))","v":0.30300399777640191},{"$f":"IF($C729=\"S\",VLOOKUP($D729,'DER Output'!$S$18:$W$41,4,FALSE),VLOOKUP($D729,'DER Output'!$S$18:$W$41,5,FALSE))","v":0.30300399777640191},{"$f":"IF($C729=\"S\",VLOOKUP($D729,'DER Output'!$S$18:$W$41,4,FALSE),VLOOKUP($D729,'DER Output'!$S$18:$W$41,5,FALSE))","v":0.30300399777640191},{"$f":"IF($C729=\"S\",VLOOKUP($D729,'DER Output'!$S$18:$W$41,4,FALSE),VLOOKUP($D729,'DER Output'!$S$18:$W$41,5,FALSE))","v":0.30300399777640191},{"$f":"IFERROR(IF(OR(C729=\"S\",C729=\"D\"),VLOOKUP(B729,'Seasonal Customer Count'!$B:$I,4,FALSE),IF(C729=\"W\",VLOOKUP(B729,'Seasonal Customer Count'!$B:$P,12,FALSE),\"Check\")),0)","v":0},{"$f":"IFERROR(IF(OR(C729=\"S\",C729=\"D\"),VLOOKUP(B729,'Seasonal Customer Count'!$B:$P,5,FALSE),IF(C729=\"W\",VLOOKUP(B729,'Seasonal Customer Count'!$B:$P,13,FALSE),\"Check\")),0)","v":0},{"$f":"IFERROR(IF(OR(C729=\"S\",C729=\"D\"),VLOOKUP(B729,'Seasonal Customer Count'!$B:$P,6,FALSE),IF(C729=\"W\",VLOOKUP(B729,'Seasonal Customer Count'!$B:$P,14,FALSE),\"Check\")),0)","v":0},{"$f":"IFERROR(IF(OR(C729=\"S\",C729=\"D\"),VLOOKUP(B729,'Seasonal Customer Count'!$B:$P,7,FALSE),IF(C729=\"W\",VLOOKUP(B729,'Seasonal Customer Count'!$B:$P,15,FALSE),\"Check\")),0)","v":0},{"$f":"IFERROR(IF(OR(C729=\"S\",C729=\"D\"),VLOOKUP(B729,'Seasonal Customer Count'!$B:$P,8,FALSE),IF(C729=\"W\",VLOOKUP(B729,'Seasonal Customer Count'!$B:$P,16,FALSE),\"Check\")),0)","v":0},{"$f":"Summary!$D$8*(K729*'Average Project Size'!$F$6+L729*'Average Project Size'!$F$7+M729*'Average Project Size'!$F$8+N729*'Average Project Size'!$F$10+O729*'Average Project Size'!$F$9)/1000","v":0},{"$f":"Summary!$D$8*(K729*F729*'Average Project Size'!$F$6+L729*G729*'Average Project Size'!$F$7+M729*H729*'Average Project Size'!$F$8+N729*I729*'Average Project Size'!$F$10+O729*J729*'Average Project Size'!$F$9)/1000","v":0}]
[null,{"$f":"'Peak Identification'!B728","v":"NMPA14"},{"$f":"'Peak Identification'!D728","v":"S"},{"$f":"'Peak Identification'!E728","v":16},{"$f":"VLOOKUP($D730,'DER Output'!$S$17:$X$41,6,FALSE)","v":0.22644022312513051},{"$f":"IF($C730=\"S\",VLOOKUP($D730,'DER Output'!$S$18:$W$41,2,FALSE),VLOOKUP($D730,'DER Output'!$S$18:$W$41,3,FALSE))","v":0.44781407722569133},{"$f":"IF($C730=\"S\",VLOOKUP($D730,'DER Output'!$S$18:$W$41,4,FALSE),VLOOKUP($D730,'DER Output'!$S$18:$W$41,5,FALSE))","v":0.44781407722569133},{"$f":"IF($C730=\"S\",VLOOKUP($D730,'DER Output'!$S$18:$W$41,4,FALSE),VLOOKUP($D730,'DER Output'!$S$18:$W$41,5,FALSE))","v":0.44781407722569133},{"$f":"IF($C730=\"S\",VLOOKUP($D730,'DER Output'!$S$18:$W$41,4,FALSE),VLOOKUP($D730,'DER Output'!$S$18:$W$41,5,FALSE))","v":0.44781407722569133},{"$f":"IF($C730=\"S\",VLOOKUP($D730,'DER Output'!$S$18:$W$41,4,FALSE),VLOOKUP($D730,'DER Output'!$S$18:$W$41,5,FALSE))","v":0.44781407722569133},{"$f":"IFERROR(IF(OR(C730=\"S\",C730=\"D\"),VLOOKUP(B730,'Seasonal Customer Count'!$B:$I,4,FALSE),IF(C730=\"W\",VLOOKUP(B730,'Seasonal Customer Count'!$B:$P,12,FALSE),\"Check\")),0)","v":786},{"$f":"IFERROR(IF(OR(C730=\"S\",C730=\"D\"),VLOOKUP(B730,'Seasonal Customer Count'!$B:$P,5,FALSE),IF(C730=\"W\",VLOOKUP(B730,'Seasonal Customer Count'!$B:$P,13,FALSE),\"Check\")),0)","v":90},{"$f":"IFERROR(IF(OR(C730=\"S\",C730=\"D\"),VLOOKUP(B730,'Seasonal Customer Count'!$B:$P,6,FALSE),IF(C730=\"W\",VLOOKUP(B730,'Seasonal Customer Count'!$B:$P,14,FALSE),\"Check\")),0)","v":126},{"$f":"IFERROR(IF(OR(C730=\"S\",C730=\"D\"),VLOOKUP(B730,'Seasonal Customer Count'!$B:$P,7,FALSE),IF(C730=\"W\",VLOOKUP(B730,'Seasonal Customer Count'!$B:$P,15,FALSE),\"Check\")),0)","v":1},{"$f":"IFERROR(IF(OR(C730=\"S\",C730=\"D\"),VLOOKUP(B730,'Seasonal Customer Count'!$B:$P,8,FALSE),IF(C730=\"W\",VLOOKUP(B730,'Seasonal Customer Count'!$B:$P,16,FALSE),\"Check\")),0)","v":3},{"$f":"Summary!$D$8*(K730*'Average Project Size'!$F$6+L730*'Average Project Size'!$F$7+M730*'Average Project Size'!$F$8+N730*'Average Project Size'!$F$10+O730*'Average Project Size'!$F$9)/1000","v":6.4356063797459062E-2},{"$f":"Summary!$D$8*(K730*F730*'Average Project Size'!$F$6+L730*G730*'Average Project Size'!$F$7+M730*H730*'Average Project Size'!$F$8+N730*I730*'Average Project Size'!$F$10+O730*J730*'Average Project Size'!$F$9)/1000","v":2.8819551323336856E-2}]
[null,{"$f":"'Peak Identification'!B729","v":"NMPA15"},{"$f":"'Peak Identification'!D729","v":"S"},{"$f":"'Peak Identification'!E729","v":16},{"$f":"VLOOKUP($D731,'DER Output'!$S$17:$X$41,6,FALSE)","v":0.22644022312513051},{"$f":"IF($C731=\"S\",VLOOKUP($D731,'DER Output'!$S$18:$W$41,2,FALSE),VLOOKUP($D731,'DER Output'!$S$18:$W$41,3,FALSE))","v":0.44781407722569133},{"$f":"IF($C731=\"S\",VLOOKUP($D731,'DER Output'!$S$18:$W$41,4,FALSE),VLOOKUP($D731,'DER Output'!$S$18:$W$41,5,FALSE))","v":0.44781407722569133},{"$f":"IF($C731=\"S\",VLOOKUP($D731,'DER Output'!$S$18:$W$41,4,FALSE),VLOOKUP($D731,'DER Output'!$S$18:$W$41,5,FALSE))","v":0.44781407722569133},{"$f":"IF($C731=\"S\",VLOOKUP($D731,'DER Output'!$S$18:$W$41,4,FALSE),VLOOKUP($D731,'DER Output'!$S$18:$W$41,5,FALSE))","v":0.44781407722569133},{"$f":"IF($C731=\"S\",VLOOKUP($D731,'DER Output'!$S$18:$W$41,4,FALSE),VLOOKUP($D731,'DER Output'!$S$18:$W$41,5,FALSE))","v":0.44781407722569133},{"$f":"IFERROR(IF(OR(C731=\"S\",C731=\"D\"),VLOOKUP(B731,'Seasonal Customer Count'!$B:$I,4,FALSE),IF(C731=\"W\",VLOOKUP(B731,'Seasonal Customer Count'!$B:$P,12,FALSE),\"Check\")),0)","v":694},{"$f":"IFERROR(IF(OR(C731=\"S\",C731=\"D\"),VLOOKUP(B731,'Seasonal Customer Count'!$B:$P,5,FALSE),IF(C731=\"W\",VLOOKUP(B731,'Seasonal Customer Count'!$B:$P,13,FALSE),\"Check\")),0)","v":35},{"$f":"IFERROR(IF(OR(C731=\"S\",C731=\"D\"),VLOOKUP(B731,'Seasonal Customer Count'!$B:$P,6,FALSE),IF(C731=\"W\",VLOOKUP(B731,'Seasonal Customer Count'!$B:$P,14,FALSE),\"Check\")),0)","v":61},{"$f":"IFERROR(IF(OR(C731=\"S\",C731=\"D\"),VLOOKUP(B731,'Seasonal Customer Count'!$B:$P,7,FALSE),IF(C731=\"W\",VLOOKUP(B731,'Seasonal Customer Count'!$B:$P,15,FALSE),\"Check\")),0)","v":1},{"$f":"IFERROR(IF(OR(C731=\"S\",C731=\"D\"),VLOOKUP(B731,'Seasonal Customer Count'!$B:$P,8,FALSE),IF(C731=\"W\",VLOOKUP(B731,'Seasonal Customer Count'!$B:$P,16,FALSE),\"Check\")),0)","v":0},{"$f":"Summary!$D$8*(K731*'Average Project Size'!$F$6+L731*'Average Project Size'!$F$7+M731*'Average Project Size'!$F$8+N731*'Average Project Size'!$F$10+O731*'Average Project Size'!$F$9)/1000","v":4.3578272229854144E-2},{"$f":"Summary!$D$8*(K731*F731*'Average Project Size'!$F$6+L731*G731*'Average Project Size'!$F$7+M731*H731*'Average Project Size'!$F$8+N731*I731*'Average Project Size'!$F$10+O731*J731*'Average Project Size'!$F$9)/1000","v":1.9514963765702102E-2}]
[null,{"$f":"'Peak Identification'!B730","v":"NMPA16"},{"$f":"'Peak Identification'!D730","v":"S"},{"$f":"'Peak Identification'!E730","v":17},{"$f":"VLOOKUP($D732,'DER Output'!$S$17:$X$41,6,FALSE)","v":0.19174838710475617},{"$f":"IF($C732=\"S\",VLOOKUP($D732,'DER Output'!$S$18:$W$41,2,FALSE),VLOOKUP($D732,'DER Output'!$S$18:$W$41,3,FALSE))","v":0.30300399777640191},{"$f":"IF($C732=\"S\",VLOOKUP($D732,'DER Output'!$S$18:$W$41,4,FALSE),VLOOKUP($D732,'DER Output'!$S$18:$W$41,5,FALSE))","v":0.30300399777640191},{"$f":"IF($C732=\"S\",VLOOKUP($D732,'DER Output'!$S$18:$W$41,4,FALSE),VLOOKUP($D732,'DER Output'!$S$18:$W$41,5,FALSE))","v":0.30300399777640191},{"$f":"IF($C732=\"S\",VLOOKUP($D732,'DER Output'!$S$18:$W$41,4,FALSE),VLOOKUP($D732,'DER Output'!$S$18:$W$41,5,FALSE))","v":0.30300399777640191},{"$f":"IF($C732=\"S\",VLOOKUP($D732,'DER Output'!$S$18:$W$41,4,FALSE),VLOOKUP($D732,'DER Output'!$S$18:$W$41,5,FALSE))","v":0.30300399777640191},{"$f":"IFERROR(IF(OR(C732=\"S\",C732=\"D\"),VLOOKUP(B732,'Seasonal Customer Count'!$B:$I,4,FALSE),IF(C732=\"W\",VLOOKUP(B732,'Seasonal Customer Count'!$B:$P,12,FALSE),\"Check\")),0)","v":128},{"$f":"IFERROR(IF(OR(C732=\"S\",C732=\"D\"),VLOOKUP(B732,'Seasonal Customer Count'!$B:$P,5,FALSE),IF(C732=\"W\",VLOOKUP(B732,'Seasonal Customer Count'!$B:$P,13,FALSE),\"Check\")),0)","v":6},{"$f":"IFERROR(IF(OR(C732=\"S\",C732=\"D\"),VLOOKUP(B732,'Seasonal Customer Count'!$B:$P,6,FALSE),IF(C732=\"W\",VLOOKUP(B732,'Seasonal Customer Count'!$B:$P,14,FALSE),\"Check\")),0)","v":11},{"$f":"IFERROR(IF(OR(C732=\"S\",C732=\"D\"),VLOOKUP(B732,'Seasonal Customer Count'!$B:$P,7,FALSE),IF(C732=\"W\",VLOOKUP(B732,'Seasonal Customer Count'!$B:$P,15,FALSE),\"Check\")),0)","v":0},{"$f":"IFERROR(IF(OR(C732=\"S\",C732=\"D\"),VLOOKUP(B732,'Seasonal Customer Count'!$B:$P,8,FALSE),IF(C732=\"W\",VLOOKUP(B732,'Seasonal Customer Count'!$B:$P,16,FALSE),\"Check\")),0)","v":0},{"$f":"Summary!$D$8*(K732*'Average Project Size'!$F$6+L732*'Average Project Size'!$F$7+M732*'Average Project Size'!$F$8+N732*'Average Project Size'!$F$10+O732*'Average Project Size'!$F$9)/1000","v":7.419554559239208E-3},{"$f":"Summary!$D$8*(K732*F732*'Average Project Size'!$F$6+L732*G732*'Average Project Size'!$F$7+M732*H732*'Average Project Size'!$F$8+N732*I732*'Average Project Size'!$F$10+O732*J732*'Average Project Size'!$F$9)/1000","v":2.2481546931696094E-3}]
[null,{"$f":"'Peak Identification'!B731","v":"NMPA17"},{"$f":"'Peak Identification'!D731","v":"S"},{"$f":"'Peak Identification'!E731","v":15},{"$f":"VLOOKUP($D733,'DER Output'!$S$17:$X$41,6,FALSE)","v":0.24675324675324678},{"$f":"IF($C733=\"S\",VLOOKUP($D733,'DER Output'!$S$18:$W$41,2,FALSE),VLOOKUP($D733,'DER Output'!$S$18:$W$41,3,FALSE))","v":0.57498529407079435},{"$f":"IF($C733=\"S\",VLOOKUP($D733,'DER Output'!$S$18:$W$41,4,FALSE),VLOOKUP($D733,'DER Output'!$S$18:$W$41,5,FALSE))","v":0.57498529407079435},{"$f":"IF($C733=\"S\",VLOOKUP($D733,'DER Output'!$S$18:$W$41,4,FALSE),VLOOKUP($D733,'DER Output'!$S$18:$W$41,5,FALSE))","v":0.57498529407079435},{"$f":"IF($C733=\"S\",VLOOKUP($D733,'DER Output'!$S$18:$W$41,4,FALSE),VLOOKUP($D733,'DER Output'!$S$18:$W$41,5,FALSE))","v":0.57498529407079435},{"$f":"IF($C733=\"S\",VLOOKUP($D733,'DER Output'!$S$18:$W$41,4,FALSE),VLOOKUP($D733,'DER Output'!$S$18:$W$41,5,FALSE))","v":0.57498529407079435},{"$f":"IFERROR(IF(OR(C733=\"S\",C733=\"D\"),VLOOKUP(B733,'Seasonal Customer Count'!$B:$I,4,FALSE),IF(C733=\"W\",VLOOKUP(B733,'Seasonal Customer Count'!$B:$P,12,FALSE),\"Check\")),0)","v":155},{"$f":"IFERROR(IF(OR(C733=\"S\",C733=\"D\"),VLOOKUP(B733,'Seasonal Customer Count'!$B:$P,5,FALSE),IF(C733=\"W\",VLOOKUP(B733,'Seasonal Customer Count'!$B:$P,13,FALSE),\"Check\")),0)","v":34},{"$f":"IFERROR(IF(OR(C733=\"S\",C733=\"D\"),VLOOKUP(B733,'Seasonal Customer Count'!$B:$P,6,FALSE),IF(C733=\"W\",VLOOKUP(B733,'Seasonal Customer Count'!$B:$P,14,FALSE),\"Check\")),0)","v":80},{"$f":"IFERROR(IF(OR(C733=\"S\",C733=\"D\"),VLOOKUP(B733,'Seasonal Customer Count'!$B:$P,7,FALSE),IF(C733=\"W\",VLOOKUP(B733,'Seasonal Customer Count'!$B:$P,15,FALSE),\"Check\")),0)","v":0},{"$f":"IFERROR(IF(OR(C733=\"S\",C733=\"D\"),VLOOKUP(B733,'Seasonal Customer Count'!$B:$P,8,FALSE),IF(C733=\"W\",VLOOKUP(B733,'Seasonal Customer Count'!$B:$P,16,FALSE),\"Check\")),0)","v":0},{"$f":"Summary!$D$8*(K733*'Average Project Size'!$F$6+L733*'Average Project Size'!$F$7+M733*'Average Project Size'!$F$8+N733*'Average Project Size'!$F$10+O733*'Average Project Size'!$F$9)/1000","v":2.2413246756819834E-2},{"$f":"Summary!$D$8*(K733*F733*'Average Project Size'!$F$6+L733*G733*'Average Project Size'!$F$7+M733*H733*'Average Project Size'!$F$8+N733*I733*'Average Project Size'!$F$10+O733*J733*'Average Project Size'!$F$9)/1000","v":1.2887287277551328E-2}]
[null,{"$f":"'Peak Identification'!B732","v":"NMPA18"},{"$f":"'Peak Identification'!D732","v":"W"},{"$f":"'Peak Identification'!E732","v":10},{"$f":"VLOOKUP($D734,'DER Output'!$S$17:$X$41,6,FALSE)","v":0},{"$f":"IF($C734=\"S\",VLOOKUP($D734,'DER Output'!$S$18:$W$41,2,FALSE),VLOOKUP($D734,'DER Output'!$S$18:$W$41,3,FALSE))","v":0.19782039092133938},{"$f":"IF($C734=\"S\",VLOOKUP($D734,'DER Output'!$S$18:$W$41,4,FALSE),VLOOKUP($D734,'DER Output'!$S$18:$W$41,5,FALSE))","v":0.19782039092133938},{"$f":"IF($C734=\"S\",VLOOKUP($D734,'DER Output'!$S$18:$W$41,4,FALSE),VLOOKUP($D734,'DER Output'!$S$18:$W$41,5,FALSE))","v":0.19782039092133938},{"$f":"IF($C734=\"S\",VLOOKUP($D734,'DER Output'!$S$18:$W$41,4,FALSE),VLOOKUP($D734,'DER Output'!$S$18:$W$41,5,FALSE))","v":0.19782039092133938},{"$f":"IF($C734=\"S\",VLOOKUP($D734,'DER Output'!$S$18:$W$41,4,FALSE),VLOOKUP($D734,'DER Output'!$S$18:$W$41,5,FALSE))","v":0.19782039092133938},{"$f":"IFERROR(IF(OR(C734=\"S\",C734=\"D\"),VLOOKUP(B734,'Seasonal Customer Count'!$B:$I,4,FALSE),IF(C734=\"W\",VLOOKUP(B734,'Seasonal Customer Count'!$B:$P,12,FALSE),\"Check\")),0)","v":8},{"$f":"IFERROR(IF(OR(C734=\"S\",C734=\"D\"),VLOOKUP(B734,'Seasonal Customer Count'!$B:$P,5,FALSE),IF(C734=\"W\",VLOOKUP(B734,'Seasonal Customer Count'!$B:$P,13,FALSE),\"Check\")),0)","v":2},{"$f":"IFERROR(IF(OR(C734=\"S\",C734=\"D\"),VLOOKUP(B734,'Seasonal Customer Count'!$B:$P,6,FALSE),IF(C734=\"W\",VLOOKUP(B734,'Seasonal Customer Count'!$B:$P,14,FALSE),\"Check\")),0)","v":0},{"$f":"IFERROR(IF(OR(C734=\"S\",C734=\"D\"),VLOOKUP(B734,'Seasonal Customer Count'!$B:$P,7,FALSE),IF(C734=\"W\",VLOOKUP(B734,'Seasonal Customer Count'!$B:$P,15,FALSE),\"Check\")),0)","v":29},{"$f":"IFERROR(IF(OR(C734=\"S\",C734=\"D\"),VLOOKUP(B734,'Seasonal Customer Count'!$B:$P,8,FALSE),IF(C734=\"W\",VLOOKUP(B734,'Seasonal Customer Count'!$B:$P,16,FALSE),\"Check\")),0)","v":0},{"$f":"Summary!$D$8*(K734*'Average Project Size'!$F$6+L734*'Average Project Size'!$F$7+M734*'Average Project Size'!$F$8+N734*'Average Project Size'!$F$10+O734*'Average Project Size'!$F$9)/1000","v":8.559449232089876E-2},{"$f":"Summary!$D$8*(K734*F734*'Average Project Size'!$F$6+L734*G734*'Average Project Size'!$F$7+M734*H734*'Average Project Size'!$F$8+N734*I734*'Average Project Size'!$F$10+O734*J734*'Average Project Size'!$F$9)/1000","v":1.6932335931633777E-2}]
[null,{"$f":"'Peak Identification'!B733","v":"NMPA19"},{"$f":"'Peak Identification'!D733","v":"S"},{"$f":"'Peak Identification'!E733","v":14},{"$f":"VLOOKUP($D735,'DER Output'!$S$17:$X$41,6,FALSE)","v":0.26694349499860076},{"$f":"IF($C735=\"S\",VLOOKUP($D735,'DER Output'!$S$18:$W$41,2,FALSE),VLOOKUP($D735,'DER Output'!$S$18:$W$41,3,FALSE))","v":0.65426593965075153},{"$f":"IF($C735=\"S\",VLOOKUP($D735,'DER Output'!$S$18:$W$41,4,FALSE),VLOOKUP($D735,'DER Output'!$S$18:$W$41,5,FALSE))","v":0.65426593965075153},{"$f":"IF($C735=\"S\",VLOOKUP($D735,'DER Output'!$S$18:$W$41,4,FALSE),VLOOKUP($D735,'DER Output'!$S$18:$W$41,5,FALSE))","v":0.65426593965075153},{"$f":"IF($C735=\"S\",VLOOKUP($D735,'DER Output'!$S$18:$W$41,4,FALSE),VLOOKUP($D735,'DER Output'!$S$18:$W$41,5,FALSE))","v":0.65426593965075153},{"$f":"IF($C735=\"S\",VLOOKUP($D735,'DER Output'!$S$18:$W$41,4,FALSE),VLOOKUP($D735,'DER Output'!$S$18:$W$41,5,FALSE))","v":0.65426593965075153},{"$f":"IFERROR(IF(OR(C735=\"S\",C735=\"D\"),VLOOKUP(B735,'Seasonal Customer Count'!$B:$I,4,FALSE),IF(C735=\"W\",VLOOKUP(B735,'Seasonal Customer Count'!$B:$P,12,FALSE),\"Check\")),0)","v":1072},{"$f":"IFERROR(IF(OR(C735=\"S\",C735=\"D\"),VLOOKUP(B735,'Seasonal Customer Count'!$B:$P,5,FALSE),IF(C735=\"W\",VLOOKUP(B735,'Seasonal Customer Count'!$B:$P,13,FALSE),\"Check\")),0)","v":42},{"$f":"IFERROR(IF(OR(C735=\"S\",C735=\"D\"),VLOOKUP(B735,'Seasonal Customer Count'!$B:$P,6,FALSE),IF(C735=\"W\",VLOOKUP(B735,'Seasonal Customer Count'!$B:$P,14,FALSE),\"Check\")),0)","v":100},{"$f":"IFERROR(IF(OR(C735=\"S\",C735=\"D\"),VLOOKUP(B735,'Seasonal Customer Count'!$B:$P,7,FALSE),IF(C735=\"W\",VLOOKUP(B735,'Seasonal Customer Count'!$B:$P,15,FALSE),\"Check\")),0)","v":1},{"$f":"IFERROR(IF(OR(C735=\"S\",C735=\"D\"),VLOOKUP(B735,'Seasonal Customer Count'!$B:$P,8,FALSE),IF(C735=\"W\",VLOOKUP(B735,'Seasonal Customer Count'!$B:$P,16,FALSE),\"Check\")),0)","v":2},{"$f":"Summary!$D$8*(K735*'Average Project Size'!$F$6+L735*'Average Project Size'!$F$7+M735*'Average Project Size'!$F$8+N735*'Average Project Size'!$F$10+O735*'Average Project Size'!$F$9)/1000","v":6.709559029844088E-2},{"$f":"Summary!$D$8*(K735*F735*'Average Project Size'!$F$6+L735*G735*'Average Project Size'!$F$7+M735*H735*'Average Project Size'!$F$8+N735*I735*'Average Project Size'!$F$10+O735*J735*'Average Project Size'!$F$9)/1000","v":4.3898359433031275E-2}]
[null,{"$f":"'Peak Identification'!B734","v":"NMPA20"},{"$f":"'Peak Identification'!D734","v":"S"},{"$f":"'Peak Identification'!E734","v":16},{"$f":"VLOOKUP($D736,'DER Output'!$S$17:$X$41,6,FALSE)","v":0.22644022312513051},{"$f":"IF($C736=\"S\",VLOOKUP($D736,'DER Output'!$S$18:$W$41,2,FALSE),VLOOKUP($D736,'DER Output'!$S$18:$W$41,3,FALSE))","v":0.44781407722569133},{"$f":"IF($C736=\"S\",VLOOKUP($D736,'DER Output'!$S$18:$W$41,4,FALSE),VLOOKUP($D736,'DER Output'!$S$18:$W$41,5,FALSE))","v":0.44781407722569133},{"$f":"IF($C736=\"S\",VLOOKUP($D736,'DER Output'!$S$18:$W$41,4,FALSE),VLOOKUP($D736,'DER Output'!$S$18:$W$41,5,FALSE))","v":0.44781407722569133},{"$f":"IF($C736=\"S\",VLOOKUP($D736,'DER Output'!$S$18:$W$41,4,FALSE),VLOOKUP($D736,'DER Output'!$S$18:$W$41,5,FALSE))","v":0.44781407722569133},{"$f":"IF($C736=\"S\",VLOOKUP($D736,'DER Output'!$S$18:$W$41,4,FALSE),VLOOKUP($D736,'DER Output'!$S$18:$W$41,5,FALSE))","v":0.44781407722569133},{"$f":"IFERROR(IF(OR(C736=\"S\",C736=\"D\"),VLOOKUP(B736,'Seasonal Customer Count'!$B:$I,4,FALSE),IF(C736=\"W\",VLOOKUP(B736,'Seasonal Customer Count'!$B:$P,12,FALSE),\"Check\")),0)","v":900},{"$f":"IFERROR(IF(OR(C736=\"S\",C736=\"D\"),VLOOKUP(B736,'Seasonal Customer Count'!$B:$P,5,FALSE),IF(C736=\"W\",VLOOKUP(B736,'Seasonal Customer Count'!$B:$P,13,FALSE),\"Check\")),0)","v":45},{"$f":"IFERROR(IF(OR(C736=\"S\",C736=\"D\"),VLOOKUP(B736,'Seasonal Customer Count'!$B:$P,6,FALSE),IF(C736=\"W\",VLOOKUP(B736,'Seasonal Customer Count'!$B:$P,14,FALSE),\"Check\")),0)","v":63},{"$f":"IFERROR(IF(OR(C736=\"S\",C736=\"D\"),VLOOKUP(B736,'Seasonal Customer Count'!$B:$P,7,FALSE),IF(C736=\"W\",VLOOKUP(B736,'Seasonal Customer Count'!$B:$P,15,FALSE),\"Check\")),0)","v":3},{"$f":"IFERROR(IF(OR(C736=\"S\",C736=\"D\"),VLOOKUP(B736,'Seasonal Customer Count'!$B:$P,8,FALSE),IF(C736=\"W\",VLOOKUP(B736,'Seasonal Customer Count'!$B:$P,16,FALSE),\"Check\")),0)","v":17},{"$f":"Summary!$D$8*(K736*'Average Project Size'!$F$6+L736*'Average Project Size'!$F$7+M736*'Average Project Size'!$F$8+N736*'Average Project Size'!$F$10+O736*'Average Project Size'!$F$9)/1000","v":6.9527178081932969E-2},{"$f":"Summary!$D$8*(K736*F736*'Average Project Size'!$F$6+L736*G736*'Average Project Size'!$F$7+M736*H736*'Average Project Size'!$F$8+N736*I736*'Average Project Size'!$F$10+O736*J736*'Average Project Size'!$F$9)/1000","v":3.1135249094867135E-2}]
[null,{"$f":"'Peak Identification'!B735","v":"NMPA21"},{"$f":"'Peak Identification'!D735","v":"D"},{"$f":"'Peak Identification'!E735","v":14},{"$f":"VLOOKUP($D737,'DER Output'!$S$17:$X$41,6,FALSE)","v":0.26694349499860076},{"$f":"IF($C737=\"S\",VLOOKUP($D737,'DER Output'!$S$18:$W$41,2,FALSE),VLOOKUP($D737,'DER Output'!$S$18:$W$41,3,FALSE))","v":0.27846114888120072},{"$f":"IF($C737=\"S\",VLOOKUP($D737,'DER Output'!$S$18:$W$41,4,FALSE),VLOOKUP($D737,'DER Output'!$S$18:$W$41,5,FALSE))","v":0.27846114888120072},{"$f":"IF($C737=\"S\",VLOOKUP($D737,'DER Output'!$S$18:$W$41,4,FALSE),VLOOKUP($D737,'DER Output'!$S$18:$W$41,5,FALSE))","v":0.27846114888120072},{"$f":"IF($C737=\"S\",VLOOKUP($D737,'DER Output'!$S$18:$W$41,4,FALSE),VLOOKUP($D737,'DER Output'!$S$18:$W$41,5,FALSE))","v":0.27846114888120072},{"$f":"IF($C737=\"S\",VLOOKUP($D737,'DER Output'!$S$18:$W$41,4,FALSE),VLOOKUP($D737,'DER Output'!$S$18:$W$41,5,FALSE))","v":0.27846114888120072},{"$f":"IFERROR(IF(OR(C737=\"S\",C737=\"D\"),VLOOKUP(B737,'Seasonal Customer Count'!$B:$I,4,FALSE),IF(C737=\"W\",VLOOKUP(B737,'Seasonal Customer Count'!$B:$P,12,FALSE),\"Check\")),0)","v":75},{"$f":"IFERROR(IF(OR(C737=\"S\",C737=\"D\"),VLOOKUP(B737,'Seasonal Customer Count'!$B:$P,5,FALSE),IF(C737=\"W\",VLOOKUP(B737,'Seasonal Customer Count'!$B:$P,13,FALSE),\"Check\")),0)","v":26},{"$f":"IFERROR(IF(OR(C737=\"S\",C737=\"D\"),VLOOKUP(B737,'Seasonal Customer Count'!$B:$P,6,FALSE),IF(C737=\"W\",VLOOKUP(B737,'Seasonal Customer Count'!$B:$P,14,FALSE),\"Check\")),0)","v":25},{"$f":"IFERROR(IF(OR(C737=\"S\",C737=\"D\"),VLOOKUP(B737,'Seasonal Customer Count'!$B:$P,7,FALSE),IF(C737=\"W\",VLOOKUP(B737,'Seasonal Customer Count'!$B:$P,15,FALSE),\"Check\")),0)","v":1},{"$f":"IFERROR(IF(OR(C737=\"S\",C737=\"D\"),VLOOKUP(B737,'Seasonal Customer Count'!$B:$P,8,FALSE),IF(C737=\"W\",VLOOKUP(B737,'Seasonal Customer Count'!$B:$P,16,FALSE),\"Check\")),0)","v":1},{"$f":"Summary!$D$8*(K737*'Average Project Size'!$F$6+L737*'Average Project Size'!$F$7+M737*'Average Project Size'!$F$8+N737*'Average Project Size'!$F$10+O737*'Average Project Size'!$F$9)/1000","v":1.2759176379852169E-2},{"$f":"Summary!$D$8*(K737*F737*'Average Project Size'!$F$6+L737*G737*'Average Project Size'!$F$7+M737*H737*'Average Project Size'!$F$8+N737*I737*'Average Project Size'!$F$10+O737*J737*'Average Project Size'!$F$9)/1000","v":3.5529349135115149E-3}]
[null,{"$f":"'Peak Identification'!B736","v":"NMPA22"},{"$f":"'Peak Identification'!D736","v":"S"},{"$f":"'Peak Identification'!E736","v":18},{"$f":"VLOOKUP($D738,'DER Output'!$S$17:$X$41,6,FALSE)","v":0.16032398020038169},{"$f":"IF($C738=\"S\",VLOOKUP($D738,'DER Output'!$S$18:$W$41,2,FALSE),VLOOKUP($D738,'DER Output'!$S$18:$W$41,3,FALSE))","v":0.17224423800777711},{"$f":"IF($C738=\"S\",VLOOKUP($D738,'DER Output'!$S$18:$W$41,4,FALSE),VLOOKUP($D738,'DER Output'!$S$18:$W$41,5,FALSE))","v":0.17224423800777711},{"$f":"IF($C738=\"S\",VLOOKUP($D738,'DER Output'!$S$18:$W$41,4,FALSE),VLOOKUP($D738,'DER Output'!$S$18:$W$41,5,FALSE))","v":0.17224423800777711},{"$f":"IF($C738=\"S\",VLOOKUP($D738,'DER Output'!$S$18:$W$41,4,FALSE),VLOOKUP($D738,'DER Output'!$S$18:$W$41,5,FALSE))","v":0.17224423800777711},{"$f":"IF($C738=\"S\",VLOOKUP($D738,'DER Output'!$S$18:$W$41,4,FALSE),VLOOKUP($D738,'DER Output'!$S$18:$W$41,5,FALSE))","v":0.17224423800777711},{"$f":"IFERROR(IF(OR(C738=\"S\",C738=\"D\"),VLOOKUP(B738,'Seasonal Customer Count'!$B:$I,4,FALSE),IF(C738=\"W\",VLOOKUP(B738,'Seasonal Customer Count'!$B:$P,12,FALSE),\"Check\")),0)","v":851},{"$f":"IFERROR(IF(OR(C738=\"S\",C738=\"D\"),VLOOKUP(B738,'Seasonal Customer Count'!$B:$P,5,FALSE),IF(C738=\"W\",VLOOKUP(B738,'Seasonal Customer Count'!$B:$P,13,FALSE),\"Check\")),0)","v":30},{"$f":"IFERROR(IF(OR(C738=\"S\",C738=\"D\"),VLOOKUP(B738,'Seasonal Customer Count'!$B:$P,6,FALSE),IF(C738=\"W\",VLOOKUP(B738,'Seasonal Customer Count'!$B:$P,14,FALSE),\"Check\")),0)","v":69},{"$f":"IFERROR(IF(OR(C738=\"S\",C738=\"D\"),VLOOKUP(B738,'Seasonal Customer Count'!$B:$P,7,FALSE),IF(C738=\"W\",VLOOKUP(B738,'Seasonal Customer Count'!$B:$P,15,FALSE),\"Check\")),0)","v":1},{"$f":"IFERROR(IF(OR(C738=\"S\",C738=\"D\"),VLOOKUP(B738,'Seasonal Customer Count'!$B:$P,8,FALSE),IF(C738=\"W\",VLOOKUP(B738,'Seasonal Customer Count'!$B:$P,16,FALSE),\"Check\")),0)","v":1},{"$f":"Summary!$D$8*(K738*'Average Project Size'!$F$6+L738*'Average Project Size'!$F$7+M738*'Average Project Size'!$F$8+N738*'Average Project Size'!$F$10+O738*'Average Project Size'!$F$9)/1000","v":5.1463766859252774E-2},{"$f":"Summary!$D$8*(K738*F738*'Average Project Size'!$F$6+L738*G738*'Average Project Size'!$F$7+M738*H738*'Average Project Size'!$F$8+N738*I738*'Average Project Size'!$F$10+O738*J738*'Average Project Size'!$F$9)/1000","v":8.8643373076818868E-3}]
[null,{"$f":"'Peak Identification'!B737","v":"NMPA T-132"},{"$f":"'Peak Identification'!D737","v":"W"},{"$f":"'Peak Identification'!E737","v":10},{"$f":"VLOOKUP($D739,'DER Output'!$S$17:$X$41,6,FALSE)","v":0},{"$f":"IF($C739=\"S\",VLOOKUP($D739,'DER Output'!$S$18:$W$41,2,FALSE),VLOOKUP($D739,'DER Output'!$S$18:$W$41,3,FALSE))","v":0.19782039092133938},{"$f":"IF($C739=\"S\",VLOOKUP($D739,'DER Output'!$S$18:$W$41,4,FALSE),VLOOKUP($D739,'DER Output'!$S$18:$W$41,5,FALSE))","v":0.19782039092133938},{"$f":"IF($C739=\"S\",VLOOKUP($D739,'DER Output'!$S$18:$W$41,4,FALSE),VLOOKUP($D739,'DER Output'!$S$18:$W$41,5,FALSE))","v":0.19782039092133938},{"$f":"IF($C739=\"S\",VLOOKUP($D739,'DER Output'!$S$18:$W$41,4,FALSE),VLOOKUP($D739,'DER Output'!$S$18:$W$41,5,FALSE))","v":0.19782039092133938},{"$f":"IF($C739=\"S\",VLOOKUP($D739,'DER Output'!$S$18:$W$41,4,FALSE),VLOOKUP($D739,'DER Output'!$S$18:$W$41,5,FALSE))","v":0.19782039092133938},{"$f":"IFERROR(IF(OR(C739=\"S\",C739=\"D\"),VLOOKUP(B739,'Seasonal Customer Count'!$B:$I,4,FALSE),IF(C739=\"W\",VLOOKUP(B739,'Seasonal Customer Count'!$B:$P,12,FALSE),\"Check\")),0)","v":24},{"$f":"IFERROR(IF(OR(C739=\"S\",C739=\"D\"),VLOOKUP(B739,'Seasonal Customer Count'!$B:$P,5,FALSE),IF(C739=\"W\",VLOOKUP(B739,'Seasonal Customer Count'!$B:$P,13,FALSE),\"Check\")),0)","v":33},{"$f":"IFERROR(IF(OR(C739=\"S\",C739=\"D\"),VLOOKUP(B739,'Seasonal Customer Count'!$B:$P,6,FALSE),IF(C739=\"W\",VLOOKUP(B739,'Seasonal Customer Count'!$B:$P,14,FALSE),\"Check\")),0)","v":0},{"$f":"IFERROR(IF(OR(C739=\"S\",C739=\"D\"),VLOOKUP(B739,'Seasonal Customer Count'!$B:$P,7,FALSE),IF(C739=\"W\",VLOOKUP(B739,'Seasonal Customer Count'!$B:$P,15,FALSE),\"Check\")),0)","v":2},{"$f":"IFERROR(IF(OR(C739=\"S\",C739=\"D\"),VLOOKUP(B739,'Seasonal Customer Count'!$B:$P,8,FALSE),IF(C739=\"W\",VLOOKUP(B739,'Seasonal Customer Count'!$B:$P,16,FALSE),\"Check\")),0)","v":0},{"$f":"Summary!$D$8*(K739*'Average Project Size'!$F$6+L739*'Average Project Size'!$F$7+M739*'Average Project Size'!$F$8+N739*'Average Project Size'!$F$10+O739*'Average Project Size'!$F$9)/1000","v":9.2454037359558042E-3},{"$f":"Summary!$D$8*(K739*F739*'Average Project Size'!$F$6+L739*G739*'Average Project Size'!$F$7+M739*H739*'Average Project Size'!$F$8+N739*I739*'Average Project Size'!$F$10+O739*J739*'Average Project Size'!$F$9)/1000","v":1.8289293812723888E-3}]
[null,{"$f":"'Peak Identification'!B738","v":"NMPA T-133"},{"$f":"'Peak Identification'!D738","v":"S"},{"$f":"'Peak Identification'!E738","v":15},{"$f":"VLOOKUP($D740,'DER Output'!$S$17:$X$41,6,FALSE)","v":0.24675324675324678},{"$f":"IF($C740=\"S\",VLOOKUP($D740,'DER Output'!$S$18:$W$41,2,FALSE),VLOOKUP($D740,'DER Output'!$S$18:$W$41,3,FALSE))","v":0.57498529407079435},{"$f":"IF($C740=\"S\",VLOOKUP($D740,'DER Output'!$S$18:$W$41,4,FALSE),VLOOKUP($D740,'DER Output'!$S$18:$W$41,5,FALSE))","v":0.57498529407079435},{"$f":"IF($C740=\"S\",VLOOKUP($D740,'DER Output'!$S$18:$W$41,4,FALSE),VLOOKUP($D740,'DER Output'!$S$18:$W$41,5,FALSE))","v":0.57498529407079435},{"$f":"IF($C740=\"S\",VLOOKUP($D740,'DER Output'!$S$18:$W$41,4,FALSE),VLOOKUP($D740,'DER Output'!$S$18:$W$41,5,FALSE))","v":0.57498529407079435},{"$f":"IF($C740=\"S\",VLOOKUP($D740,'DER Output'!$S$18:$W$41,4,FALSE),VLOOKUP($D740,'DER Output'!$S$18:$W$41,5,FALSE))","v":0.57498529407079435},{"$f":"IFERROR(IF(OR(C740=\"S\",C740=\"D\"),VLOOKUP(B740,'Seasonal Customer Count'!$B:$I,4,FALSE),IF(C740=\"W\",VLOOKUP(B740,'Seasonal Customer Count'!$B:$P,12,FALSE),\"Check\")),0)","v":2153},{"$f":"IFERROR(IF(OR(C740=\"S\",C740=\"D\"),VLOOKUP(B740,'Seasonal Customer Count'!$B:$P,5,FALSE),IF(C740=\"W\",VLOOKUP(B740,'Seasonal Customer Count'!$B:$P,13,FALSE),\"Check\")),0)","v":132},{"$f":"IFERROR(IF(OR(C740=\"S\",C740=\"D\"),VLOOKUP(B740,'Seasonal Customer Count'!$B:$P,6,FALSE),IF(C740=\"W\",VLOOKUP(B740,'Seasonal Customer Count'!$B:$P,14,FALSE),\"Check\")),0)","v":274},{"$f":"IFERROR(IF(OR(C740=\"S\",C740=\"D\"),VLOOKUP(B740,'Seasonal Customer Count'!$B:$P,7,FALSE),IF(C740=\"W\",VLOOKUP(B740,'Seasonal Customer Count'!$B:$P,15,FALSE),\"Check\")),0)","v":3},{"$f":"IFERROR(IF(OR(C740=\"S\",C740=\"D\"),VLOOKUP(B740,'Seasonal Customer Count'!$B:$P,8,FALSE),IF(C740=\"W\",VLOOKUP(B740,'Seasonal Customer Count'!$B:$P,16,FALSE),\"Check\")),0)","v":4},{"$f":"Summary!$D$8*(K740*'Average Project Size'!$F$6+L740*'Average Project Size'!$F$7+M740*'Average Project Size'!$F$8+N740*'Average Project Size'!$F$10+O740*'Average Project Size'!$F$9)/1000","v":0.15373178029436568},{"$f":"Summary!$D$8*(K740*F740*'Average Project Size'!$F$6+L740*G740*'Average Project Size'!$F$7+M740*H740*'Average Project Size'!$F$8+N740*I740*'Average Project Size'!$F$10+O740*J740*'Average Project Size'!$F$9)/1000","v":8.8393512900582588E-2}]
[null,{"$f":"'Peak Identification'!B739","v":"NMPA T-134"},{"$f":"'Peak Identification'!D739","v":"S"},{"$f":"'Peak Identification'!E739","v":16},{"$f":"VLOOKUP($D741,'DER Output'!$S$17:$X$41,6,FALSE)","v":0.22644022312513051},{"$f":"IF($C741=\"S\",VLOOKUP($D741,'DER Output'!$S$18:$W$41,2,FALSE),VLOOKUP($D741,'DER Output'!$S$18:$W$41,3,FALSE))","v":0.44781407722569133},{"$f":"IF($C741=\"S\",VLOOKUP($D741,'DER Output'!$S$18:$W$41,4,FALSE),VLOOKUP($D741,'DER Output'!$S$18:$W$41,5,FALSE))","v":0.44781407722569133},{"$f":"IF($C741=\"S\",VLOOKUP($D741,'DER Output'!$S$18:$W$41,4,FALSE),VLOOKUP($D741,'DER Output'!$S$18:$W$41,5,FALSE))","v":0.44781407722569133},{"$f":"IF($C741=\"S\",VLOOKUP($D741,'DER Output'!$S$18:$W$41,4,FALSE),VLOOKUP($D741,'DER Output'!$S$18:$W$41,5,FALSE))","v":0.44781407722569133},{"$f":"IF($C741=\"S\",VLOOKUP($D741,'DER Output'!$S$18:$W$41,4,FALSE),VLOOKUP($D741,'DER Output'!$S$18:$W$41,5,FALSE))","v":0.44781407722569133},{"$f":"IFERROR(IF(OR(C741=\"S\",C741=\"D\"),VLOOKUP(B741,'Seasonal Customer Count'!$B:$I,4,FALSE),IF(C741=\"W\",VLOOKUP(B741,'Seasonal Customer Count'!$B:$P,12,FALSE),\"Check\")),0)","v":921},{"$f":"IFERROR(IF(OR(C741=\"S\",C741=\"D\"),VLOOKUP(B741,'Seasonal Customer Count'!$B:$P,5,FALSE),IF(C741=\"W\",VLOOKUP(B741,'Seasonal Customer Count'!$B:$P,13,FALSE),\"Check\")),0)","v":102},{"$f":"IFERROR(IF(OR(C741=\"S\",C741=\"D\"),VLOOKUP(B741,'Seasonal Customer Count'!$B:$P,6,FALSE),IF(C741=\"W\",VLOOKUP(B741,'Seasonal Customer Count'!$B:$P,14,FALSE),\"Check\")),0)","v":147},{"$f":"IFERROR(IF(OR(C741=\"S\",C741=\"D\"),VLOOKUP(B741,'Seasonal Customer Count'!$B:$P,7,FALSE),IF(C741=\"W\",VLOOKUP(B741,'Seasonal Customer Count'!$B:$P,15,FALSE),\"Check\")),0)","v":1},{"$f":"IFERROR(IF(OR(C741=\"S\",C741=\"D\"),VLOOKUP(B741,'Seasonal Customer Count'!$B:$P,8,FALSE),IF(C741=\"W\",VLOOKUP(B741,'Seasonal Customer Count'!$B:$P,16,FALSE),\"Check\")),0)","v":3},{"$f":"Summary!$D$8*(K741*'Average Project Size'!$F$6+L741*'Average Project Size'!$F$7+M741*'Average Project Size'!$F$8+N741*'Average Project Size'!$F$10+O741*'Average Project Size'!$F$9)/1000","v":7.421375728156189E-2},{"$f":"Summary!$D$8*(K741*F741*'Average Project Size'!$F$6+L741*G741*'Average Project Size'!$F$7+M741*H741*'Average Project Size'!$F$8+N741*I741*'Average Project Size'!$F$10+O741*J741*'Average Project Size'!$F$9)/1000","v":3.3233965234494067E-2}]
[null,{"$f":"'Peak Identification'!B740","v":"NMPA T-235"},{"$f":"'Peak Identification'!D740","v":"S"},{"$f":"'Peak Identification'!E740","v":17},{"$f":"VLOOKUP($D742,'DER Output'!$S$17:$X$41,6,FALSE)","v":0.19174838710475617},{"$f":"IF($C742=\"S\",VLOOKUP($D742,'DER Output'!$S$18:$W$41,2,FALSE),VLOOKUP($D742,'DER Output'!$S$18:$W$41,3,FALSE))","v":0.30300399777640191},{"$f":"IF($C742=\"S\",VLOOKUP($D742,'DER Output'!$S$18:$W$41,4,FALSE),VLOOKUP($D742,'DER Output'!$S$18:$W$41,5,FALSE))","v":0.30300399777640191},{"$f":"IF($C742=\"S\",VLOOKUP($D742,'DER Output'!$S$18:$W$41,4,FALSE),VLOOKUP($D742,'DER Output'!$S$18:$W$41,5,FALSE))","v":0.30300399777640191},{"$f":"IF($C742=\"S\",VLOOKUP($D742,'DER Output'!$S$18:$W$41,4,FALSE),VLOOKUP($D742,'DER Output'!$S$18:$W$41,5,FALSE))","v":0.30300399777640191},{"$f":"IF($C742=\"S\",VLOOKUP($D742,'DER Output'!$S$18:$W$41,4,FALSE),VLOOKUP($D742,'DER Output'!$S$18:$W$41,5,FALSE))","v":0.30300399777640191},{"$f":"IFERROR(IF(OR(C742=\"S\",C742=\"D\"),VLOOKUP(B742,'Seasonal Customer Count'!$B:$I,4,FALSE),IF(C742=\"W\",VLOOKUP(B742,'Seasonal Customer Count'!$B:$P,12,FALSE),\"Check\")),0)","v":0},{"$f":"IFERROR(IF(OR(C742=\"S\",C742=\"D\"),VLOOKUP(B742,'Seasonal Customer Count'!$B:$P,5,FALSE),IF(C742=\"W\",VLOOKUP(B742,'Seasonal Customer Count'!$B:$P,13,FALSE),\"Check\")),0)","v":0},{"$f":"IFERROR(IF(OR(C742=\"S\",C742=\"D\"),VLOOKUP(B742,'Seasonal Customer Count'!$B:$P,6,FALSE),IF(C742=\"W\",VLOOKUP(B742,'Seasonal Customer Count'!$B:$P,14,FALSE),\"Check\")),0)","v":0},{"$f":"IFERROR(IF(OR(C742=\"S\",C742=\"D\"),VLOOKUP(B742,'Seasonal Customer Count'!$B:$P,7,FALSE),IF(C742=\"W\",VLOOKUP(B742,'Seasonal Customer Count'!$B:$P,15,FALSE),\"Check\")),0)","v":0},{"$f":"IFERROR(IF(OR(C742=\"S\",C742=\"D\"),VLOOKUP(B742,'Seasonal Customer Count'!$B:$P,8,FALSE),IF(C742=\"W\",VLOOKUP(B742,'Seasonal Customer Count'!$B:$P,16,FALSE),\"Check\")),0)","v":0},{"$f":"Summary!$D$8*(K742*'Average Project Size'!$F$6+L742*'Average Project Size'!$F$7+M742*'Average Project Size'!$F$8+N742*'Average Project Size'!$F$10+O742*'Average Project Size'!$F$9)/1000","v":0},{"$f":"Summary!$D$8*(K742*F742*'Average Project Size'!$F$6+L742*G742*'Average Project Size'!$F$7+M742*H742*'Average Project Size'!$F$8+N742*I742*'Average Project Size'!$F$10+O742*J742*'Average Project Size'!$F$9)/1000","v":0}]
[null,{"$f":"'Peak Identification'!B741","v":"NTVW11"},{"$f":"'Peak Identification'!D741","v":"W"},{"$f":"'Peak Identification'!E741","v":9},{"$f":"VLOOKUP($D743,'DER Output'!$S$17:$X$41,6,FALSE)","v":0},{"$f":"IF($C743=\"S\",VLOOKUP($D743,'DER Output'!$S$18:$W$41,2,FALSE),VLOOKUP($D743,'DER Output'!$S$18:$W$41,3,FALSE))","v":9.9257193152337234E-2},{"$f":"IF($C743=\"S\",VLOOKUP($D743,'DER Output'!$S$18:$W$41,4,FALSE),VLOOKUP($D743,'DER Output'!$S$18:$W$41,5,FALSE))","v":9.9257193152337234E-2},{"$f":"IF($C743=\"S\",VLOOKUP($D743,'DER Output'!$S$18:$W$41,4,FALSE),VLOOKUP($D743,'DER Output'!$S$18:$W$41,5,FALSE))","v":9.9257193152337234E-2},{"$f":"IF($C743=\"S\",VLOOKUP($D743,'DER Output'!$S$18:$W$41,4,FALSE),VLOOKUP($D743,'DER Output'!$S$18:$W$41,5,FALSE))","v":9.9257193152337234E-2},{"$f":"IF($C743=\"S\",VLOOKUP($D743,'DER Output'!$S$18:$W$41,4,FALSE),VLOOKUP($D743,'DER Output'!$S$18:$W$41,5,FALSE))","v":9.9257193152337234E-2},{"$f":"IFERROR(IF(OR(C743=\"S\",C743=\"D\"),VLOOKUP(B743,'Seasonal Customer Count'!$B:$I,4,FALSE),IF(C743=\"W\",VLOOKUP(B743,'Seasonal Customer Count'!$B:$P,12,FALSE),\"Check\")),0)","v":137},{"$f":"IFERROR(IF(OR(C743=\"S\",C743=\"D\"),VLOOKUP(B743,'Seasonal Customer Count'!$B:$P,5,FALSE),IF(C743=\"W\",VLOOKUP(B743,'Seasonal Customer Count'!$B:$P,13,FALSE),\"Check\")),0)","v":149},{"$f":"IFERROR(IF(OR(C743=\"S\",C743=\"D\"),VLOOKUP(B743,'Seasonal Customer Count'!$B:$P,6,FALSE),IF(C743=\"W\",VLOOKUP(B743,'Seasonal Customer Count'!$B:$P,14,FALSE),\"Check\")),0)","v":1},{"$f":"IFERROR(IF(OR(C743=\"S\",C743=\"D\"),VLOOKUP(B743,'Seasonal Customer Count'!$B:$P,7,FALSE),IF(C743=\"W\",VLOOKUP(B743,'Seasonal Customer Count'!$B:$P,15,FALSE),\"Check\")),0)","v":56},{"$f":"IFERROR(IF(OR(C743=\"S\",C743=\"D\"),VLOOKUP(B743,'Seasonal Customer Count'!$B:$P,8,FALSE),IF(C743=\"W\",VLOOKUP(B743,'Seasonal Customer Count'!$B:$P,16,FALSE),\"Check\")),0)","v":0},{"$f":"Summary!$D$8*(K743*'Average Project Size'!$F$6+L743*'Average Project Size'!$F$7+M743*'Average Project Size'!$F$8+N743*'Average Project Size'!$F$10+O743*'Average Project Size'!$F$9)/1000","v":0.18093466496624036},{"$f":"Summary!$D$8*(K743*F743*'Average Project Size'!$F$6+L743*G743*'Average Project Size'!$F$7+M743*H743*'Average Project Size'!$F$8+N743*I743*'Average Project Size'!$F$10+O743*J743*'Average Project Size'!$F$9)/1000","v":1.7959066988507542E-2}]
[null,{"$f":"'Peak Identification'!B742","v":"NTVW12"},{"$f":"'Peak Identification'!D742","v":"W"},{"$f":"'Peak Identification'!E742","v":8},{"$f":"VLOOKUP($D744,'DER Output'!$S$17:$X$41,6,FALSE)","v":0},{"$f":"IF($C744=\"S\",VLOOKUP($D744,'DER Output'!$S$18:$W$41,2,FALSE),VLOOKUP($D744,'DER Output'!$S$18:$W$41,3,FALSE))","v":2.4357194050013426E-2},{"$f":"IF($C744=\"S\",VLOOKUP($D744,'DER Output'!$S$18:$W$41,4,FALSE),VLOOKUP($D744,'DER Output'!$S$18:$W$41,5,FALSE))","v":2.4357194050013426E-2},{"$f":"IF($C744=\"S\",VLOOKUP($D744,'DER Output'!$S$18:$W$41,4,FALSE),VLOOKUP($D744,'DER Output'!$S$18:$W$41,5,FALSE))","v":2.4357194050013426E-2},{"$f":"IF($C744=\"S\",VLOOKUP($D744,'DER Output'!$S$18:$W$41,4,FALSE),VLOOKUP($D744,'DER Output'!$S$18:$W$41,5,FALSE))","v":2.4357194050013426E-2},{"$f":"IF($C744=\"S\",VLOOKUP($D744,'DER Output'!$S$18:$W$41,4,FALSE),VLOOKUP($D744,'DER Output'!$S$18:$W$41,5,FALSE))","v":2.4357194050013426E-2},{"$f":"IFERROR(IF(OR(C744=\"S\",C744=\"D\"),VLOOKUP(B744,'Seasonal Customer Count'!$B:$I,4,FALSE),IF(C744=\"W\",VLOOKUP(B744,'Seasonal Customer Count'!$B:$P,12,FALSE),\"Check\")),0)","v":137},{"$f":"IFERROR(IF(OR(C744=\"S\",C744=\"D\"),VLOOKUP(B744,'Seasonal Customer Count'!$B:$P,5,FALSE),IF(C744=\"W\",VLOOKUP(B744,'Seasonal Customer Count'!$B:$P,13,FALSE),\"Check\")),0)","v":149},{"$f":"IFERROR(IF(OR(C744=\"S\",C744=\"D\"),VLOOKUP(B744,'Seasonal Customer Count'!$B:$P,6,FALSE),IF(C744=\"W\",VLOOKUP(B744,'Seasonal Customer Count'!$B:$P,14,FALSE),\"Check\")),0)","v":1},{"$f":"IFERROR(IF(OR(C744=\"S\",C744=\"D\"),VLOOKUP(B744,'Seasonal Customer Count'!$B:$P,7,FALSE),IF(C744=\"W\",VLOOKUP(B744,'Seasonal Customer Count'!$B:$P,15,FALSE),\"Check\")),0)","v":56},{"$f":"IFERROR(IF(OR(C744=\"S\",C744=\"D\"),VLOOKUP(B744,'Seasonal Customer Count'!$B:$P,8,FALSE),IF(C744=\"W\",VLOOKUP(B744,'Seasonal Customer Count'!$B:$P,16,FALSE),\"Check\")),0)","v":0},{"$f":"Summary!$D$8*(K744*'Average Project Size'!$F$6+L744*'Average Project Size'!$F$7+M744*'Average Project Size'!$F$8+N744*'Average Project Size'!$F$10+O744*'Average Project Size'!$F$9)/1000","v":0.18093466496624036},{"$f":"Summary!$D$8*(K744*F744*'Average Project Size'!$F$6+L744*G744*'Average Project Size'!$F$7+M744*H744*'Average Project Size'!$F$8+N744*I744*'Average Project Size'!$F$10+O744*J744*'Average Project Size'!$F$9)/1000","v":4.4070607449568817E-3}]
[null,{"$f":"'Peak Identification'!B743","v":"NTVW13"},{"$f":"'Peak Identification'!D743","v":"W"},{"$f":"'Peak Identification'!E743","v":9},{"$f":"VLOOKUP($D745,'DER Output'!$S$17:$X$41,6,FALSE)","v":0},{"$f":"IF($C745=\"S\",VLOOKUP($D745,'DER Output'!$S$18:$W$41,2,FALSE),VLOOKUP($D745,'DER Output'!$S$18:$W$41,3,FALSE))","v":9.9257193152337234E-2},{"$f":"IF($C745=\"S\",VLOOKUP($D745,'DER Output'!$S$18:$W$41,4,FALSE),VLOOKUP($D745,'DER Output'!$S$18:$W$41,5,FALSE))","v":9.9257193152337234E-2},{"$f":"IF($C745=\"S\",VLOOKUP($D745,'DER Output'!$S$18:$W$41,4,FALSE),VLOOKUP($D745,'DER Output'!$S$18:$W$41,5,FALSE))","v":9.9257193152337234E-2},{"$f":"IF($C745=\"S\",VLOOKUP($D745,'DER Output'!$S$18:$W$41,4,FALSE),VLOOKUP($D745,'DER Output'!$S$18:$W$41,5,FALSE))","v":9.9257193152337234E-2},{"$f":"IF($C745=\"S\",VLOOKUP($D745,'DER Output'!$S$18:$W$41,4,FALSE),VLOOKUP($D745,'DER Output'!$S$18:$W$41,5,FALSE))","v":9.9257193152337234E-2},{"$f":"IFERROR(IF(OR(C745=\"S\",C745=\"D\"),VLOOKUP(B745,'Seasonal Customer Count'!$B:$I,4,FALSE),IF(C745=\"W\",VLOOKUP(B745,'Seasonal Customer Count'!$B:$P,12,FALSE),\"Check\")),0)","v":42},{"$f":"IFERROR(IF(OR(C745=\"S\",C745=\"D\"),VLOOKUP(B745,'Seasonal Customer Count'!$B:$P,5,FALSE),IF(C745=\"W\",VLOOKUP(B745,'Seasonal Customer Count'!$B:$P,13,FALSE),\"Check\")),0)","v":48},{"$f":"IFERROR(IF(OR(C745=\"S\",C745=\"D\"),VLOOKUP(B745,'Seasonal Customer Count'!$B:$P,6,FALSE),IF(C745=\"W\",VLOOKUP(B745,'Seasonal Customer Count'!$B:$P,14,FALSE),\"Check\")),0)","v":0},{"$f":"IFERROR(IF(OR(C745=\"S\",C745=\"D\"),VLOOKUP(B745,'Seasonal Customer Count'!$B:$P,7,FALSE),IF(C745=\"W\",VLOOKUP(B745,'Seasonal Customer Count'!$B:$P,15,FALSE),\"Check\")),0)","v":52},{"$f":"IFERROR(IF(OR(C745=\"S\",C745=\"D\"),VLOOKUP(B745,'Seasonal Customer Count'!$B:$P,8,FALSE),IF(C745=\"W\",VLOOKUP(B745,'Seasonal Customer Count'!$B:$P,16,FALSE),\"Check\")),0)","v":0},{"$f":"Summary!$D$8*(K745*'Average Project Size'!$F$6+L745*'Average Project Size'!$F$7+M745*'Average Project Size'!$F$8+N745*'Average Project Size'!$F$10+O745*'Average Project Size'!$F$9)/1000","v":0.15783660980895847},{"$f":"Summary!$D$8*(K745*F745*'Average Project Size'!$F$6+L745*G745*'Average Project Size'!$F$7+M745*H745*'Average Project Size'!$F$8+N745*I745*'Average Project Size'!$F$10+O745*J745*'Average Project Size'!$F$9)/1000","v":1.5666418866317876E-2}]
[null,{"$f":"'Peak Identification'!B744","v":"NTVW14"},{"$f":"'Peak Identification'!D744","v":"S"},{"$f":"'Peak Identification'!E744","v":17},{"$f":"VLOOKUP($D746,'DER Output'!$S$17:$X$41,6,FALSE)","v":0.19174838710475617},{"$f":"IF($C746=\"S\",VLOOKUP($D746,'DER Output'!$S$18:$W$41,2,FALSE),VLOOKUP($D746,'DER Output'!$S$18:$W$41,3,FALSE))","v":0.30300399777640191},{"$f":"IF($C746=\"S\",VLOOKUP($D746,'DER Output'!$S$18:$W$41,4,FALSE),VLOOKUP($D746,'DER Output'!$S$18:$W$41,5,FALSE))","v":0.30300399777640191},{"$f":"IF($C746=\"S\",VLOOKUP($D746,'DER Output'!$S$18:$W$41,4,FALSE),VLOOKUP($D746,'DER Output'!$S$18:$W$41,5,FALSE))","v":0.30300399777640191},{"$f":"IF($C746=\"S\",VLOOKUP($D746,'DER Output'!$S$18:$W$41,4,FALSE),VLOOKUP($D746,'DER Output'!$S$18:$W$41,5,FALSE))","v":0.30300399777640191},{"$f":"IF($C746=\"S\",VLOOKUP($D746,'DER Output'!$S$18:$W$41,4,FALSE),VLOOKUP($D746,'DER Output'!$S$18:$W$41,5,FALSE))","v":0.30300399777640191},{"$f":"IFERROR(IF(OR(C746=\"S\",C746=\"D\"),VLOOKUP(B746,'Seasonal Customer Count'!$B:$I,4,FALSE),IF(C746=\"W\",VLOOKUP(B746,'Seasonal Customer Count'!$B:$P,12,FALSE),\"Check\")),0)","v":686},{"$f":"IFERROR(IF(OR(C746=\"S\",C746=\"D\"),VLOOKUP(B746,'Seasonal Customer Count'!$B:$P,5,FALSE),IF(C746=\"W\",VLOOKUP(B746,'Seasonal Customer Count'!$B:$P,13,FALSE),\"Check\")),0)","v":73},{"$f":"IFERROR(IF(OR(C746=\"S\",C746=\"D\"),VLOOKUP(B746,'Seasonal Customer Count'!$B:$P,6,FALSE),IF(C746=\"W\",VLOOKUP(B746,'Seasonal Customer Count'!$B:$P,14,FALSE),\"Check\")),0)","v":83},{"$f":"IFERROR(IF(OR(C746=\"S\",C746=\"D\"),VLOOKUP(B746,'Seasonal Customer Count'!$B:$P,7,FALSE),IF(C746=\"W\",VLOOKUP(B746,'Seasonal Customer Count'!$B:$P,15,FALSE),\"Check\")),0)","v":1},{"$f":"IFERROR(IF(OR(C746=\"S\",C746=\"D\"),VLOOKUP(B746,'Seasonal Customer Count'!$B:$P,8,FALSE),IF(C746=\"W\",VLOOKUP(B746,'Seasonal Customer Count'!$B:$P,16,FALSE),\"Check\")),0)","v":147},{"$f":"Summary!$D$8*(K746*'Average Project Size'!$F$6+L746*'Average Project Size'!$F$7+M746*'Average Project Size'!$F$8+N746*'Average Project Size'!$F$10+O746*'Average Project Size'!$F$9)/1000","v":0.14332732846184651},{"$f":"Summary!$D$8*(K746*F746*'Average Project Size'!$F$6+L746*G746*'Average Project Size'!$F$7+M746*H746*'Average Project Size'!$F$8+N746*I746*'Average Project Size'!$F$10+O746*J746*'Average Project Size'!$F$9)/1000","v":4.3428753514550979E-2}]
[null,{"$f":"'Peak Identification'!B745","v":"NTVW T-131"},{"$f":"'Peak Identification'!D745","v":"W"},{"$f":"'Peak Identification'!E745","v":9},{"$f":"VLOOKUP($D747,'DER Output'!$S$17:$X$41,6,FALSE)","v":0},{"$f":"IF($C747=\"S\",VLOOKUP($D747,'DER Output'!$S$18:$W$41,2,FALSE),VLOOKUP($D747,'DER Output'!$S$18:$W$41,3,FALSE))","v":9.9257193152337234E-2},{"$f":"IF($C747=\"S\",VLOOKUP($D747,'DER Output'!$S$18:$W$41,4,FALSE),VLOOKUP($D747,'DER Output'!$S$18:$W$41,5,FALSE))","v":9.9257193152337234E-2},{"$f":"IF($C747=\"S\",VLOOKUP($D747,'DER Output'!$S$18:$W$41,4,FALSE),VLOOKUP($D747,'DER Output'!$S$18:$W$41,5,FALSE))","v":9.9257193152337234E-2},{"$f":"IF($C747=\"S\",VLOOKUP($D747,'DER Output'!$S$18:$W$41,4,FALSE),VLOOKUP($D747,'DER Output'!$S$18:$W$41,5,FALSE))","v":9.9257193152337234E-2},{"$f":"IF($C747=\"S\",VLOOKUP($D747,'DER Output'!$S$18:$W$41,4,FALSE),VLOOKUP($D747,'DER Output'!$S$18:$W$41,5,FALSE))","v":9.9257193152337234E-2},{"$f":"IFERROR(IF(OR(C747=\"S\",C747=\"D\"),VLOOKUP(B747,'Seasonal Customer Count'!$B:$I,4,FALSE),IF(C747=\"W\",VLOOKUP(B747,'Seasonal Customer Count'!$B:$P,12,FALSE),\"Check\")),0)","v":9},{"$f":"IFERROR(IF(OR(C747=\"S\",C747=\"D\"),VLOOKUP(B747,'Seasonal Customer Count'!$B:$P,5,FALSE),IF(C747=\"W\",VLOOKUP(B747,'Seasonal Customer Count'!$B:$P,13,FALSE),\"Check\")),0)","v":24},{"$f":"IFERROR(IF(OR(C747=\"S\",C747=\"D\"),VLOOKUP(B747,'Seasonal Customer Count'!$B:$P,6,FALSE),IF(C747=\"W\",VLOOKUP(B747,'Seasonal Customer Count'!$B:$P,14,FALSE),\"Check\")),0)","v":1},{"$f":"IFERROR(IF(OR(C747=\"S\",C747=\"D\"),VLOOKUP(B747,'Seasonal Customer Count'!$B:$P,7,FALSE),IF(C747=\"W\",VLOOKUP(B747,'Seasonal Customer Count'!$B:$P,15,FALSE),\"Check\")),0)","v":65},{"$f":"IFERROR(IF(OR(C747=\"S\",C747=\"D\"),VLOOKUP(B747,'Seasonal Customer Count'!$B:$P,8,FALSE),IF(C747=\"W\",VLOOKUP(B747,'Seasonal Customer Count'!$B:$P,16,FALSE),\"Check\")),0)","v":0},{"$f":"Summary!$D$8*(K747*'Average Project Size'!$F$6+L747*'Average Project Size'!$F$7+M747*'Average Project Size'!$F$8+N747*'Average Project Size'!$F$10+O747*'Average Project Size'!$F$9)/1000","v":0.19309824888782046},{"$f":"Summary!$D$8*(K747*F747*'Average Project Size'!$F$6+L747*G747*'Average Project Size'!$F$7+M747*H747*'Average Project Size'!$F$8+N747*I747*'Average Project Size'!$F$10+O747*J747*'Average Project Size'!$F$9)/1000","v":1.9166390187236485E-2}]
[null,{"$f":"'Peak Identification'!B746","v":"NWMS41"},{"$f":"'Peak Identification'!D746","v":"W"},{"$f":"'Peak Identification'!E746","v":8},{"$f":"VLOOKUP($D748,'DER Output'!$S$17:$X$41,6,FALSE)","v":0},{"$f":"IF($C748=\"S\",VLOOKUP($D748,'DER Output'!$S$18:$W$41,2,FALSE),VLOOKUP($D748,'DER Output'!$S$18:$W$41,3,FALSE))","v":2.4357194050013426E-2},{"$f":"IF($C748=\"S\",VLOOKUP($D748,'DER Output'!$S$18:$W$41,4,FALSE),VLOOKUP($D748,'DER Output'!$S$18:$W$41,5,FALSE))","v":2.4357194050013426E-2},{"$f":"IF($C748=\"S\",VLOOKUP($D748,'DER Output'!$S$18:$W$41,4,FALSE),VLOOKUP($D748,'DER Output'!$S$18:$W$41,5,FALSE))","v":2.4357194050013426E-2},{"$f":"IF($C748=\"S\",VLOOKUP($D748,'DER Output'!$S$18:$W$41,4,FALSE),VLOOKUP($D748,'DER Output'!$S$18:$W$41,5,FALSE))","v":2.4357194050013426E-2},{"$f":"IF($C748=\"S\",VLOOKUP($D748,'DER Output'!$S$18:$W$41,4,FALSE),VLOOKUP($D748,'DER Output'!$S$18:$W$41,5,FALSE))","v":2.4357194050013426E-2},{"$f":"IFERROR(IF(OR(C748=\"S\",C748=\"D\"),VLOOKUP(B748,'Seasonal Customer Count'!$B:$I,4,FALSE),IF(C748=\"W\",VLOOKUP(B748,'Seasonal Customer Count'!$B:$P,12,FALSE),\"Check\")),0)","v":2},{"$f":"IFERROR(IF(OR(C748=\"S\",C748=\"D\"),VLOOKUP(B748,'Seasonal Customer Count'!$B:$P,5,FALSE),IF(C748=\"W\",VLOOKUP(B748,'Seasonal Customer Count'!$B:$P,13,FALSE),\"Check\")),0)","v":3},{"$f":"IFERROR(IF(OR(C748=\"S\",C748=\"D\"),VLOOKUP(B748,'Seasonal Customer Count'!$B:$P,6,FALSE),IF(C748=\"W\",VLOOKUP(B748,'Seasonal Customer Count'!$B:$P,14,FALSE),\"Check\")),0)","v":1},{"$f":"IFERROR(IF(OR(C748=\"S\",C748=\"D\"),VLOOKUP(B748,'Seasonal Customer Count'!$B:$P,7,FALSE),IF(C748=\"W\",VLOOKUP(B748,'Seasonal Customer Count'!$B:$P,15,FALSE),\"Check\")),0)","v":14},{"$f":"IFERROR(IF(OR(C748=\"S\",C748=\"D\"),VLOOKUP(B748,'Seasonal Customer Count'!$B:$P,8,FALSE),IF(C748=\"W\",VLOOKUP(B748,'Seasonal Customer Count'!$B:$P,16,FALSE),\"Check\")),0)","v":0},{"$f":"Summary!$D$8*(K748*'Average Project Size'!$F$6+L748*'Average Project Size'!$F$7+M748*'Average Project Size'!$F$8+N748*'Average Project Size'!$F$10+O748*'Average Project Size'!$F$9)/1000","v":4.1568672142247159E-2},{"$f":"Summary!$D$8*(K748*F748*'Average Project Size'!$F$6+L748*G748*'Average Project Size'!$F$7+M748*H748*'Average Project Size'!$F$8+N748*I748*'Average Project Size'!$F$10+O748*J748*'Average Project Size'!$F$9)/1000","v":1.0124962137701015E-3}]
[null,{"$f":"'Peak Identification'!B747","v":"NWMS42"},{"$f":"'Peak Identification'!D747","v":"W"},{"$f":"'Peak Identification'!E747","v":9},{"$f":"VLOOKUP($D749,'DER Output'!$S$17:$X$41,6,FALSE)","v":0},{"$f":"IF($C749=\"S\",VLOOKUP($D749,'DER Output'!$S$18:$W$41,2,FALSE),VLOOKUP($D749,'DER Output'!$S$18:$W$41,3,FALSE))","v":9.9257193152337234E-2},{"$f":"IF($C749=\"S\",VLOOKUP($D749,'DER Output'!$S$18:$W$41,4,FALSE),VLOOKUP($D749,'DER Output'!$S$18:$W$41,5,FALSE))","v":9.9257193152337234E-2},{"$f":"IF($C749=\"S\",VLOOKUP($D749,'DER Output'!$S$18:$W$41,4,FALSE),VLOOKUP($D749,'DER Output'!$S$18:$W$41,5,FALSE))","v":9.9257193152337234E-2},{"$f":"IF($C749=\"S\",VLOOKUP($D749,'DER Output'!$S$18:$W$41,4,FALSE),VLOOKUP($D749,'DER Output'!$S$18:$W$41,5,FALSE))","v":9.9257193152337234E-2},{"$f":"IF($C749=\"S\",VLOOKUP($D749,'DER Output'!$S$18:$W$41,4,FALSE),VLOOKUP($D749,'DER Output'!$S$18:$W$41,5,FALSE))","v":9.9257193152337234E-2},{"$f":"IFERROR(IF(OR(C749=\"S\",C749=\"D\"),VLOOKUP(B749,'Seasonal Customer Count'!$B:$I,4,FALSE),IF(C749=\"W\",VLOOKUP(B749,'Seasonal Customer Count'!$B:$P,12,FALSE),\"Check\")),0)","v":0},{"$f":"IFERROR(IF(OR(C749=\"S\",C749=\"D\"),VLOOKUP(B749,'Seasonal Customer Count'!$B:$P,5,FALSE),IF(C749=\"W\",VLOOKUP(B749,'Seasonal Customer Count'!$B:$P,13,FALSE),\"Check\")),0)","v":4},{"$f":"IFERROR(IF(OR(C749=\"S\",C749=\"D\"),VLOOKUP(B749,'Seasonal Customer Count'!$B:$P,6,FALSE),IF(C749=\"W\",VLOOKUP(B749,'Seasonal Customer Count'!$B:$P,14,FALSE),\"Check\")),0)","v":0},{"$f":"IFERROR(IF(OR(C749=\"S\",C749=\"D\"),VLOOKUP(B749,'Seasonal Customer Count'!$B:$P,7,FALSE),IF(C749=\"W\",VLOOKUP(B749,'Seasonal Customer Count'!$B:$P,15,FALSE),\"Check\")),0)","v":8},{"$f":"IFERROR(IF(OR(C749=\"S\",C749=\"D\"),VLOOKUP(B749,'Seasonal Customer Count'!$B:$P,8,FALSE),IF(C749=\"W\",VLOOKUP(B749,'Seasonal Customer Count'!$B:$P,16,FALSE),\"Check\")),0)","v":0},{"$f":"Summary!$D$8*(K749*'Average Project Size'!$F$6+L749*'Average Project Size'!$F$7+M749*'Average Project Size'!$F$8+N749*'Average Project Size'!$F$10+O749*'Average Project Size'!$F$9)/1000","v":2.377747540514304E-2},{"$f":"Summary!$D$8*(K749*F749*'Average Project Size'!$F$6+L749*G749*'Average Project Size'!$F$7+M749*H749*'Average Project Size'!$F$8+N749*I749*'Average Project Size'!$F$10+O749*J749*'Average Project Size'!$F$9)/1000","v":2.3600854689632307E-3}]
[null,{"$f":"'Peak Identification'!B748","v":"NWMS T-131"},{"$f":"'Peak Identification'!D748","v":"W"},{"$f":"'Peak Identification'!E748","v":8},{"$f":"VLOOKUP($D750,'DER Output'!$S$17:$X$41,6,FALSE)","v":0},{"$f":"IF($C750=\"S\",VLOOKUP($D750,'DER Output'!$S$18:$W$41,2,FALSE),VLOOKUP($D750,'DER Output'!$S$18:$W$41,3,FALSE))","v":2.4357194050013426E-2},{"$f":"IF($C750=\"S\",VLOOKUP($D750,'DER Output'!$S$18:$W$41,4,FALSE),VLOOKUP($D750,'DER Output'!$S$18:$W$41,5,FALSE))","v":2.4357194050013426E-2},{"$f":"IF($C750=\"S\",VLOOKUP($D750,'DER Output'!$S$18:$W$41,4,FALSE),VLOOKUP($D750,'DER Output'!$S$18:$W$41,5,FALSE))","v":2.4357194050013426E-2},{"$f":"IF($C750=\"S\",VLOOKUP($D750,'DER Output'!$S$18:$W$41,4,FALSE),VLOOKUP($D750,'DER Output'!$S$18:$W$41,5,FALSE))","v":2.4357194050013426E-2},{"$f":"IF($C750=\"S\",VLOOKUP($D750,'DER Output'!$S$18:$W$41,4,FALSE),VLOOKUP($D750,'DER Output'!$S$18:$W$41,5,FALSE))","v":2.4357194050013426E-2},{"$f":"IFERROR(IF(OR(C750=\"S\",C750=\"D\"),VLOOKUP(B750,'Seasonal Customer Count'!$B:$I,4,FALSE),IF(C750=\"W\",VLOOKUP(B750,'Seasonal Customer Count'!$B:$P,12,FALSE),\"Check\")),0)","v":7},{"$f":"IFERROR(IF(OR(C750=\"S\",C750=\"D\"),VLOOKUP(B750,'Seasonal Customer Count'!$B:$P,5,FALSE),IF(C750=\"W\",VLOOKUP(B750,'Seasonal Customer Count'!$B:$P,13,FALSE),\"Check\")),0)","v":17},{"$f":"IFERROR(IF(OR(C750=\"S\",C750=\"D\"),VLOOKUP(B750,'Seasonal Customer Count'!$B:$P,6,FALSE),IF(C750=\"W\",VLOOKUP(B750,'Seasonal Customer Count'!$B:$P,14,FALSE),\"Check\")),0)","v":0},{"$f":"IFERROR(IF(OR(C750=\"S\",C750=\"D\"),VLOOKUP(B750,'Seasonal Customer Count'!$B:$P,7,FALSE),IF(C750=\"W\",VLOOKUP(B750,'Seasonal Customer Count'!$B:$P,15,FALSE),\"Check\")),0)","v":43},{"$f":"IFERROR(IF(OR(C750=\"S\",C750=\"D\"),VLOOKUP(B750,'Seasonal Customer Count'!$B:$P,8,FALSE),IF(C750=\"W\",VLOOKUP(B750,'Seasonal Customer Count'!$B:$P,16,FALSE),\"Check\")),0)","v":0},{"$f":"Summary!$D$8*(K750*'Average Project Size'!$F$6+L750*'Average Project Size'!$F$7+M750*'Average Project Size'!$F$8+N750*'Average Project Size'!$F$10+O750*'Average Project Size'!$F$9)/1000","v":0.12775210134043025},{"$f":"Summary!$D$8*(K750*F750*'Average Project Size'!$F$6+L750*G750*'Average Project Size'!$F$7+M750*H750*'Average Project Size'!$F$8+N750*I750*'Average Project Size'!$F$10+O750*J750*'Average Project Size'!$F$9)/1000","v":3.1116827226458396E-3}]
[null,{"$f":"'Peak Identification'!B749","v":"NWPM11"},{"$f":"'Peak Identification'!D749","v":"W"},{"$f":"'Peak Identification'!E749","v":7},{"$f":"VLOOKUP($D751,'DER Output'!$S$17:$X$41,6,FALSE)","v":0},{"$f":"IF($C751=\"S\",VLOOKUP($D751,'DER Output'!$S$18:$W$41,2,FALSE),VLOOKUP($D751,'DER Output'!$S$18:$W$41,3,FALSE))","v":1.6354374218706029E-3},{"$f":"IF($C751=\"S\",VLOOKUP($D751,'DER Output'!$S$18:$W$41,4,FALSE),VLOOKUP($D751,'DER Output'!$S$18:$W$41,5,FALSE))","v":1.6354374218706029E-3},{"$f":"IF($C751=\"S\",VLOOKUP($D751,'DER Output'!$S$18:$W$41,4,FALSE),VLOOKUP($D751,'DER Output'!$S$18:$W$41,5,FALSE))","v":1.6354374218706029E-3},{"$f":"IF($C751=\"S\",VLOOKUP($D751,'DER Output'!$S$18:$W$41,4,FALSE),VLOOKUP($D751,'DER Output'!$S$18:$W$41,5,FALSE))","v":1.6354374218706029E-3},{"$f":"IF($C751=\"S\",VLOOKUP($D751,'DER Output'!$S$18:$W$41,4,FALSE),VLOOKUP($D751,'DER Output'!$S$18:$W$41,5,FALSE))","v":1.6354374218706029E-3},{"$f":"IFERROR(IF(OR(C751=\"S\",C751=\"D\"),VLOOKUP(B751,'Seasonal Customer Count'!$B:$I,4,FALSE),IF(C751=\"W\",VLOOKUP(B751,'Seasonal Customer Count'!$B:$P,12,FALSE),\"Check\")),0)","v":793},{"$f":"IFERROR(IF(OR(C751=\"S\",C751=\"D\"),VLOOKUP(B751,'Seasonal Customer Count'!$B:$P,5,FALSE),IF(C751=\"W\",VLOOKUP(B751,'Seasonal Customer Count'!$B:$P,13,FALSE),\"Check\")),0)","v":561},{"$f":"IFERROR(IF(OR(C751=\"S\",C751=\"D\"),VLOOKUP(B751,'Seasonal Customer Count'!$B:$P,6,FALSE),IF(C751=\"W\",VLOOKUP(B751,'Seasonal Customer Count'!$B:$P,14,FALSE),\"Check\")),0)","v":2},{"$f":"IFERROR(IF(OR(C751=\"S\",C751=\"D\"),VLOOKUP(B751,'Seasonal Customer Count'!$B:$P,7,FALSE),IF(C751=\"W\",VLOOKUP(B751,'Seasonal Customer Count'!$B:$P,15,FALSE),\"Check\")),0)","v":81},{"$f":"IFERROR(IF(OR(C751=\"S\",C751=\"D\"),VLOOKUP(B751,'Seasonal Customer Count'!$B:$P,8,FALSE),IF(C751=\"W\",VLOOKUP(B751,'Seasonal Customer Count'!$B:$P,16,FALSE),\"Check\")),0)","v":0},{"$f":"Summary!$D$8*(K751*'Average Project Size'!$F$6+L751*'Average Project Size'!$F$7+M751*'Average Project Size'!$F$8+N751*'Average Project Size'!$F$10+O751*'Average Project Size'!$F$9)/1000","v":0.3107875882188873},{"$f":"Summary!$D$8*(K751*F751*'Average Project Size'!$F$6+L751*G751*'Average Project Size'!$F$7+M751*H751*'Average Project Size'!$F$8+N751*I751*'Average Project Size'!$F$10+O751*J751*'Average Project Size'!$F$9)/1000","v":5.0827365202607967E-4}]
[null,{"$f":"'Peak Identification'!B750","v":"NWPM12"},{"$f":"'Peak Identification'!D750","v":"W"},{"$f":"'Peak Identification'!E750","v":7},{"$f":"VLOOKUP($D752,'DER Output'!$S$17:$X$41,6,FALSE)","v":0},{"$f":"IF($C752=\"S\",VLOOKUP($D752,'DER Output'!$S$18:$W$41,2,FALSE),VLOOKUP($D752,'DER Output'!$S$18:$W$41,3,FALSE))","v":1.6354374218706029E-3},{"$f":"IF($C752=\"S\",VLOOKUP($D752,'DER Output'!$S$18:$W$41,4,FALSE),VLOOKUP($D752,'DER Output'!$S$18:$W$41,5,FALSE))","v":1.6354374218706029E-3},{"$f":"IF($C752=\"S\",VLOOKUP($D752,'DER Output'!$S$18:$W$41,4,FALSE),VLOOKUP($D752,'DER Output'!$S$18:$W$41,5,FALSE))","v":1.6354374218706029E-3},{"$f":"IF($C752=\"S\",VLOOKUP($D752,'DER Output'!$S$18:$W$41,4,FALSE),VLOOKUP($D752,'DER Output'!$S$18:$W$41,5,FALSE))","v":1.6354374218706029E-3},{"$f":"IF($C752=\"S\",VLOOKUP($D752,'DER Output'!$S$18:$W$41,4,FALSE),VLOOKUP($D752,'DER Output'!$S$18:$W$41,5,FALSE))","v":1.6354374218706029E-3},{"$f":"IFERROR(IF(OR(C752=\"S\",C752=\"D\"),VLOOKUP(B752,'Seasonal Customer Count'!$B:$I,4,FALSE),IF(C752=\"W\",VLOOKUP(B752,'Seasonal Customer Count'!$B:$P,12,FALSE),\"Check\")),0)","v":286},{"$f":"IFERROR(IF(OR(C752=\"S\",C752=\"D\"),VLOOKUP(B752,'Seasonal Customer Count'!$B:$P,5,FALSE),IF(C752=\"W\",VLOOKUP(B752,'Seasonal Customer Count'!$B:$P,13,FALSE),\"Check\")),0)","v":187},{"$f":"IFERROR(IF(OR(C752=\"S\",C752=\"D\"),VLOOKUP(B752,'Seasonal Customer Count'!$B:$P,6,FALSE),IF(C752=\"W\",VLOOKUP(B752,'Seasonal Customer Count'!$B:$P,14,FALSE),\"Check\")),0)","v":0},{"$f":"IFERROR(IF(OR(C752=\"S\",C752=\"D\"),VLOOKUP(B752,'Seasonal Customer Count'!$B:$P,7,FALSE),IF(C752=\"W\",VLOOKUP(B752,'Seasonal Customer Count'!$B:$P,15,FALSE),\"Check\")),0)","v":48},{"$f":"IFERROR(IF(OR(C752=\"S\",C752=\"D\"),VLOOKUP(B752,'Seasonal Customer Count'!$B:$P,8,FALSE),IF(C752=\"W\",VLOOKUP(B752,'Seasonal Customer Count'!$B:$P,16,FALSE),\"Check\")),0)","v":0},{"$f":"Summary!$D$8*(K752*'Average Project Size'!$F$6+L752*'Average Project Size'!$F$7+M752*'Average Project Size'!$F$8+N752*'Average Project Size'!$F$10+O752*'Average Project Size'!$F$9)/1000","v":0.165988132364532},{"$f":"Summary!$D$8*(K752*F752*'Average Project Size'!$F$6+L752*G752*'Average Project Size'!$F$7+M752*H752*'Average Project Size'!$F$8+N752*I752*'Average Project Size'!$F$10+O752*J752*'Average Project Size'!$F$9)/1000","v":2.7146320325536658E-4}]
[null,{"$f":"'Peak Identification'!B751","v":"NWPM13"},{"$f":"'Peak Identification'!D751","v":"W"},{"$f":"'Peak Identification'!E751","v":9},{"$f":"VLOOKUP($D753,'DER Output'!$S$17:$X$41,6,FALSE)","v":0},{"$f":"IF($C753=\"S\",VLOOKUP($D753,'DER Output'!$S$18:$W$41,2,FALSE),VLOOKUP($D753,'DER Output'!$S$18:$W$41,3,FALSE))","v":9.9257193152337234E-2},{"$f":"IF($C753=\"S\",VLOOKUP($D753,'DER Output'!$S$18:$W$41,4,FALSE),VLOOKUP($D753,'DER Output'!$S$18:$W$41,5,FALSE))","v":9.9257193152337234E-2},{"$f":"IF($C753=\"S\",VLOOKUP($D753,'DER Output'!$S$18:$W$41,4,FALSE),VLOOKUP($D753,'DER Output'!$S$18:$W$41,5,FALSE))","v":9.9257193152337234E-2},{"$f":"IF($C753=\"S\",VLOOKUP($D753,'DER Output'!$S$18:$W$41,4,FALSE),VLOOKUP($D753,'DER Output'!$S$18:$W$41,5,FALSE))","v":9.9257193152337234E-2},{"$f":"IF($C753=\"S\",VLOOKUP($D753,'DER Output'!$S$18:$W$41,4,FALSE),VLOOKUP($D753,'DER Output'!$S$18:$W$41,5,FALSE))","v":9.9257193152337234E-2},{"$f":"IFERROR(IF(OR(C753=\"S\",C753=\"D\"),VLOOKUP(B753,'Seasonal Customer Count'!$B:$I,4,FALSE),IF(C753=\"W\",VLOOKUP(B753,'Seasonal Customer Count'!$B:$P,12,FALSE),\"Check\")),0)","v":27},{"$f":"IFERROR(IF(OR(C753=\"S\",C753=\"D\"),VLOOKUP(B753,'Seasonal Customer Count'!$B:$P,5,FALSE),IF(C753=\"W\",VLOOKUP(B753,'Seasonal Customer Count'!$B:$P,13,FALSE),\"Check\")),0)","v":19},{"$f":"IFERROR(IF(OR(C753=\"S\",C753=\"D\"),VLOOKUP(B753,'Seasonal Customer Count'!$B:$P,6,FALSE),IF(C753=\"W\",VLOOKUP(B753,'Seasonal Customer Count'!$B:$P,14,FALSE),\"Check\")),0)","v":2},{"$f":"IFERROR(IF(OR(C753=\"S\",C753=\"D\"),VLOOKUP(B753,'Seasonal Customer Count'!$B:$P,7,FALSE),IF(C753=\"W\",VLOOKUP(B753,'Seasonal Customer Count'!$B:$P,15,FALSE),\"Check\")),0)","v":1},{"$f":"IFERROR(IF(OR(C753=\"S\",C753=\"D\"),VLOOKUP(B753,'Seasonal Customer Count'!$B:$P,8,FALSE),IF(C753=\"W\",VLOOKUP(B753,'Seasonal Customer Count'!$B:$P,16,FALSE),\"Check\")),0)","v":0},{"$f":"Summary!$D$8*(K753*'Average Project Size'!$F$6+L753*'Average Project Size'!$F$7+M753*'Average Project Size'!$F$8+N753*'Average Project Size'!$F$10+O753*'Average Project Size'!$F$9)/1000","v":5.7462448687880217E-3},{"$f":"Summary!$D$8*(K753*F753*'Average Project Size'!$F$6+L753*G753*'Average Project Size'!$F$7+M753*H753*'Average Project Size'!$F$8+N753*I753*'Average Project Size'!$F$10+O753*J753*'Average Project Size'!$F$9)/1000","v":5.7035613684191958E-4}]
[null,{"$f":"'Peak Identification'!B752","v":"NWPM T-061"},{"$f":"'Peak Identification'!D752","v":"W"},{"$f":"'Peak Identification'!E752","v":8},{"$f":"VLOOKUP($D754,'DER Output'!$S$17:$X$41,6,FALSE)","v":0},{"$f":"IF($C754=\"S\",VLOOKUP($D754,'DER Output'!$S$18:$W$41,2,FALSE),VLOOKUP($D754,'DER Output'!$S$18:$W$41,3,FALSE))","v":2.4357194050013426E-2},{"$f":"IF($C754=\"S\",VLOOKUP($D754,'DER Output'!$S$18:$W$41,4,FALSE),VLOOKUP($D754,'DER Output'!$S$18:$W$41,5,FALSE))","v":2.4357194050013426E-2},{"$f":"IF($C754=\"S\",VLOOKUP($D754,'DER Output'!$S$18:$W$41,4,FALSE),VLOOKUP($D754,'DER Output'!$S$18:$W$41,5,FALSE))","v":2.4357194050013426E-2},{"$f":"IF($C754=\"S\",VLOOKUP($D754,'DER Output'!$S$18:$W$41,4,FALSE),VLOOKUP($D754,'DER Output'!$S$18:$W$41,5,FALSE))","v":2.4357194050013426E-2},{"$f":"IF($C754=\"S\",VLOOKUP($D754,'DER Output'!$S$18:$W$41,4,FALSE),VLOOKUP($D754,'DER Output'!$S$18:$W$41,5,FALSE))","v":2.4357194050013426E-2},{"$f":"IFERROR(IF(OR(C754=\"S\",C754=\"D\"),VLOOKUP(B754,'Seasonal Customer Count'!$B:$I,4,FALSE),IF(C754=\"W\",VLOOKUP(B754,'Seasonal Customer Count'!$B:$P,12,FALSE),\"Check\")),0)","v":312},{"$f":"IFERROR(IF(OR(C754=\"S\",C754=\"D\"),VLOOKUP(B754,'Seasonal Customer Count'!$B:$P,5,FALSE),IF(C754=\"W\",VLOOKUP(B754,'Seasonal Customer Count'!$B:$P,13,FALSE),\"Check\")),0)","v":196},{"$f":"IFERROR(IF(OR(C754=\"S\",C754=\"D\"),VLOOKUP(B754,'Seasonal Customer Count'!$B:$P,6,FALSE),IF(C754=\"W\",VLOOKUP(B754,'Seasonal Customer Count'!$B:$P,14,FALSE),\"Check\")),0)","v":0},{"$f":"IFERROR(IF(OR(C754=\"S\",C754=\"D\"),VLOOKUP(B754,'Seasonal Customer Count'!$B:$P,7,FALSE),IF(C754=\"W\",VLOOKUP(B754,'Seasonal Customer Count'!$B:$P,15,FALSE),\"Check\")),0)","v":4},{"$f":"IFERROR(IF(OR(C754=\"S\",C754=\"D\"),VLOOKUP(B754,'Seasonal Customer Count'!$B:$P,8,FALSE),IF(C754=\"W\",VLOOKUP(B754,'Seasonal Customer Count'!$B:$P,16,FALSE),\"Check\")),0)","v":0},{"$f":"Summary!$D$8*(K754*'Average Project Size'!$F$6+L754*'Average Project Size'!$F$7+M754*'Average Project Size'!$F$8+N754*'Average Project Size'!$F$10+O754*'Average Project Size'!$F$9)/1000","v":3.8519200476019387E-2},{"$f":"Summary!$D$8*(K754*F754*'Average Project Size'!$F$6+L754*G754*'Average Project Size'!$F$7+M754*H754*'Average Project Size'!$F$8+N754*I754*'Average Project Size'!$F$10+O754*J754*'Average Project Size'!$F$9)/1000","v":9.3821964064577364E-4}]
[null,{"$f":"'Peak Identification'!B753","v":"NYSA11"},{"$f":"'Peak Identification'!D753","v":"W"},{"$f":"'Peak Identification'!E753","v":9},{"$f":"VLOOKUP($D755,'DER Output'!$S$17:$X$41,6,FALSE)","v":0},{"$f":"IF($C755=\"S\",VLOOKUP($D755,'DER Output'!$S$18:$W$41,2,FALSE),VLOOKUP($D755,'DER Output'!$S$18:$W$41,3,FALSE))","v":9.9257193152337234E-2},{"$f":"IF($C755=\"S\",VLOOKUP($D755,'DER Output'!$S$18:$W$41,4,FALSE),VLOOKUP($D755,'DER Output'!$S$18:$W$41,5,FALSE))","v":9.9257193152337234E-2},{"$f":"IF($C755=\"S\",VLOOKUP($D755,'DER Output'!$S$18:$W$41,4,FALSE),VLOOKUP($D755,'DER Output'!$S$18:$W$41,5,FALSE))","v":9.9257193152337234E-2},{"$f":"IF($C755=\"S\",VLOOKUP($D755,'DER Output'!$S$18:$W$41,4,FALSE),VLOOKUP($D755,'DER Output'!$S$18:$W$41,5,FALSE))","v":9.9257193152337234E-2},{"$f":"IF($C755=\"S\",VLOOKUP($D755,'DER Output'!$S$18:$W$41,4,FALSE),VLOOKUP($D755,'DER Output'!$S$18:$W$41,5,FALSE))","v":9.9257193152337234E-2},{"$f":"IFERROR(IF(OR(C755=\"S\",C755=\"D\"),VLOOKUP(B755,'Seasonal Customer Count'!$B:$I,4,FALSE),IF(C755=\"W\",VLOOKUP(B755,'Seasonal Customer Count'!$B:$P,12,FALSE),\"Check\")),0)","v":129},{"$f":"IFERROR(IF(OR(C755=\"S\",C755=\"D\"),VLOOKUP(B755,'Seasonal Customer Count'!$B:$P,5,FALSE),IF(C755=\"W\",VLOOKUP(B755,'Seasonal Customer Count'!$B:$P,13,FALSE),\"Check\")),0)","v":128},{"$f":"IFERROR(IF(OR(C755=\"S\",C755=\"D\"),VLOOKUP(B755,'Seasonal Customer Count'!$B:$P,6,FALSE),IF(C755=\"W\",VLOOKUP(B755,'Seasonal Customer Count'!$B:$P,14,FALSE),\"Check\")),0)","v":0},{"$f":"IFERROR(IF(OR(C755=\"S\",C755=\"D\"),VLOOKUP(B755,'Seasonal Customer Count'!$B:$P,7,FALSE),IF(C755=\"W\",VLOOKUP(B755,'Seasonal Customer Count'!$B:$P,15,FALSE),\"Check\")),0)","v":18},{"$f":"IFERROR(IF(OR(C755=\"S\",C755=\"D\"),VLOOKUP(B755,'Seasonal Customer Count'!$B:$P,8,FALSE),IF(C755=\"W\",VLOOKUP(B755,'Seasonal Customer Count'!$B:$P,16,FALSE),\"Check\")),0)","v":0},{"$f":"Summary!$D$8*(K755*'Average Project Size'!$F$6+L755*'Average Project Size'!$F$7+M755*'Average Project Size'!$F$8+N755*'Average Project Size'!$F$10+O755*'Average Project Size'!$F$9)/1000","v":6.7355001497552053E-2},{"$f":"Summary!$D$8*(K755*F755*'Average Project Size'!$F$6+L755*G755*'Average Project Size'!$F$7+M755*H755*'Average Project Size'!$F$8+N755*I755*'Average Project Size'!$F$10+O755*J755*'Average Project Size'!$F$9)/1000","v":6.685468393418487E-3}]
[null,{"$f":"'Peak Identification'!B754","v":"NYSA12"},{"$f":"'Peak Identification'!D754","v":"W"},{"$f":"'Peak Identification'!E754","v":8},{"$f":"VLOOKUP($D756,'DER Output'!$S$17:$X$41,6,FALSE)","v":0},{"$f":"IF($C756=\"S\",VLOOKUP($D756,'DER Output'!$S$18:$W$41,2,FALSE),VLOOKUP($D756,'DER Output'!$S$18:$W$41,3,FALSE))","v":2.4357194050013426E-2},{"$f":"IF($C756=\"S\",VLOOKUP($D756,'DER Output'!$S$18:$W$41,4,FALSE),VLOOKUP($D756,'DER Output'!$S$18:$W$41,5,FALSE))","v":2.4357194050013426E-2},{"$f":"IF($C756=\"S\",VLOOKUP($D756,'DER Output'!$S$18:$W$41,4,FALSE),VLOOKUP($D756,'DER Output'!$S$18:$W$41,5,FALSE))","v":2.4357194050013426E-2},{"$f":"IF($C756=\"S\",VLOOKUP($D756,'DER Output'!$S$18:$W$41,4,FALSE),VLOOKUP($D756,'DER Output'!$S$18:$W$41,5,FALSE))","v":2.4357194050013426E-2},{"$f":"IF($C756=\"S\",VLOOKUP($D756,'DER Output'!$S$18:$W$41,4,FALSE),VLOOKUP($D756,'DER Output'!$S$18:$W$41,5,FALSE))","v":2.4357194050013426E-2},{"$f":"IFERROR(IF(OR(C756=\"S\",C756=\"D\"),VLOOKUP(B756,'Seasonal Customer Count'!$B:$I,4,FALSE),IF(C756=\"W\",VLOOKUP(B756,'Seasonal Customer Count'!$B:$P,12,FALSE),\"Check\")),0)","v":39},{"$f":"IFERROR(IF(OR(C756=\"S\",C756=\"D\"),VLOOKUP(B756,'Seasonal Customer Count'!$B:$P,5,FALSE),IF(C756=\"W\",VLOOKUP(B756,'Seasonal Customer Count'!$B:$P,13,FALSE),\"Check\")),0)","v":31},{"$f":"IFERROR(IF(OR(C756=\"S\",C756=\"D\"),VLOOKUP(B756,'Seasonal Customer Count'!$B:$P,6,FALSE),IF(C756=\"W\",VLOOKUP(B756,'Seasonal Customer Count'!$B:$P,14,FALSE),\"Check\")),0)","v":0},{"$f":"IFERROR(IF(OR(C756=\"S\",C756=\"D\"),VLOOKUP(B756,'Seasonal Customer Count'!$B:$P,7,FALSE),IF(C756=\"W\",VLOOKUP(B756,'Seasonal Customer Count'!$B:$P,15,FALSE),\"Check\")),0)","v":10},{"$f":"IFERROR(IF(OR(C756=\"S\",C756=\"D\"),VLOOKUP(B756,'Seasonal Customer Count'!$B:$P,8,FALSE),IF(C756=\"W\",VLOOKUP(B756,'Seasonal Customer Count'!$B:$P,16,FALSE),\"Check\")),0)","v":0},{"$f":"Summary!$D$8*(K756*'Average Project Size'!$F$6+L756*'Average Project Size'!$F$7+M756*'Average Project Size'!$F$8+N756*'Average Project Size'!$F$10+O756*'Average Project Size'!$F$9)/1000","v":3.3179009011995865E-2},{"$f":"Summary!$D$8*(K756*F756*'Average Project Size'!$F$6+L756*G756*'Average Project Size'!$F$7+M756*H756*'Average Project Size'!$F$8+N756*I756*'Average Project Size'!$F$10+O756*J756*'Average Project Size'!$F$9)/1000","v":8.0814756089232743E-4}]
[null,{"$f":"'Peak Identification'!B755","v":"NYSA13"},{"$f":"'Peak Identification'!D755","v":"D"},{"$f":"'Peak Identification'!E755","v":18},{"$f":"VLOOKUP($D757,'DER Output'!$S$17:$X$41,6,FALSE)","v":0.16032398020038169},{"$f":"IF($C757=\"S\",VLOOKUP($D757,'DER Output'!$S$18:$W$41,2,FALSE),VLOOKUP($D757,'DER Output'!$S$18:$W$41,3,FALSE))","v":5.535976984247182E-4},{"$f":"IF($C757=\"S\",VLOOKUP($D757,'DER Output'!$S$18:$W$41,4,FALSE),VLOOKUP($D757,'DER Output'!$S$18:$W$41,5,FALSE))","v":5.535976984247182E-4},{"$f":"IF($C757=\"S\",VLOOKUP($D757,'DER Output'!$S$18:$W$41,4,FALSE),VLOOKUP($D757,'DER Output'!$S$18:$W$41,5,FALSE))","v":5.535976984247182E-4},{"$f":"IF($C757=\"S\",VLOOKUP($D757,'DER Output'!$S$18:$W$41,4,FALSE),VLOOKUP($D757,'DER Output'!$S$18:$W$41,5,FALSE))","v":5.535976984247182E-4},{"$f":"IF($C757=\"S\",VLOOKUP($D757,'DER Output'!$S$18:$W$41,4,FALSE),VLOOKUP($D757,'DER Output'!$S$18:$W$41,5,FALSE))","v":5.535976984247182E-4},{"$f":"IFERROR(IF(OR(C757=\"S\",C757=\"D\"),VLOOKUP(B757,'Seasonal Customer Count'!$B:$I,4,FALSE),IF(C757=\"W\",VLOOKUP(B757,'Seasonal Customer Count'!$B:$P,12,FALSE),\"Check\")),0)","v":465},{"$f":"IFERROR(IF(OR(C757=\"S\",C757=\"D\"),VLOOKUP(B757,'Seasonal Customer Count'!$B:$P,5,FALSE),IF(C757=\"W\",VLOOKUP(B757,'Seasonal Customer Count'!$B:$P,13,FALSE),\"Check\")),0)","v":72},{"$f":"IFERROR(IF(OR(C757=\"S\",C757=\"D\"),VLOOKUP(B757,'Seasonal Customer Count'!$B:$P,6,FALSE),IF(C757=\"W\",VLOOKUP(B757,'Seasonal Customer Count'!$B:$P,14,FALSE),\"Check\")),0)","v":34},{"$f":"IFERROR(IF(OR(C757=\"S\",C757=\"D\"),VLOOKUP(B757,'Seasonal Customer Count'!$B:$P,7,FALSE),IF(C757=\"W\",VLOOKUP(B757,'Seasonal Customer Count'!$B:$P,15,FALSE),\"Check\")),0)","v":0},{"$f":"IFERROR(IF(OR(C757=\"S\",C757=\"D\"),VLOOKUP(B757,'Seasonal Customer Count'!$B:$P,8,FALSE),IF(C757=\"W\",VLOOKUP(B757,'Seasonal Customer Count'!$B:$P,16,FALSE),\"Check\")),0)","v":117},{"$f":"Summary!$D$8*(K757*'Average Project Size'!$F$6+L757*'Average Project Size'!$F$7+M757*'Average Project Size'!$F$8+N757*'Average Project Size'!$F$10+O757*'Average Project Size'!$F$9)/1000","v":0.10402628510294495},{"$f":"Summary!$D$8*(K757*F757*'Average Project Size'!$F$6+L757*G757*'Average Project Size'!$F$7+M757*H757*'Average Project Size'!$F$8+N757*I757*'Average Project Size'!$F$10+O757*J757*'Average Project Size'!$F$9)/1000","v":5.7588712008663872E-5}]
[null,{"$f":"'Peak Identification'!B756","v":"NYSA14"},{"$f":"'Peak Identification'!D756","v":"W"},{"$f":"'Peak Identification'!E756","v":8},{"$f":"VLOOKUP($D758,'DER Output'!$S$17:$X$41,6,FALSE)","v":0},{"$f":"IF($C758=\"S\",VLOOKUP($D758,'DER Output'!$S$18:$W$41,2,FALSE),VLOOKUP($D758,'DER Output'!$S$18:$W$41,3,FALSE))","v":2.4357194050013426E-2},{"$f":"IF($C758=\"S\",VLOOKUP($D758,'DER Output'!$S$18:$W$41,4,FALSE),VLOOKUP($D758,'DER Output'!$S$18:$W$41,5,FALSE))","v":2.4357194050013426E-2},{"$f":"IF($C758=\"S\",VLOOKUP($D758,'DER Output'!$S$18:$W$41,4,FALSE),VLOOKUP($D758,'DER Output'!$S$18:$W$41,5,FALSE))","v":2.4357194050013426E-2},{"$f":"IF($C758=\"S\",VLOOKUP($D758,'DER Output'!$S$18:$W$41,4,FALSE),VLOOKUP($D758,'DER Output'!$S$18:$W$41,5,FALSE))","v":2.4357194050013426E-2},{"$f":"IF($C758=\"S\",VLOOKUP($D758,'DER Output'!$S$18:$W$41,4,FALSE),VLOOKUP($D758,'DER Output'!$S$18:$W$41,5,FALSE))","v":2.4357194050013426E-2},{"$f":"IFERROR(IF(OR(C758=\"S\",C758=\"D\"),VLOOKUP(B758,'Seasonal Customer Count'!$B:$I,4,FALSE),IF(C758=\"W\",VLOOKUP(B758,'Seasonal Customer Count'!$B:$P,12,FALSE),\"Check\")),0)","v":6},{"$f":"IFERROR(IF(OR(C758=\"S\",C758=\"D\"),VLOOKUP(B758,'Seasonal Customer Count'!$B:$P,5,FALSE),IF(C758=\"W\",VLOOKUP(B758,'Seasonal Customer Count'!$B:$P,13,FALSE),\"Check\")),0)","v":14},{"$f":"IFERROR(IF(OR(C758=\"S\",C758=\"D\"),VLOOKUP(B758,'Seasonal Customer Count'!$B:$P,6,FALSE),IF(C758=\"W\",VLOOKUP(B758,'Seasonal Customer Count'!$B:$P,14,FALSE),\"Check\")),0)","v":0},{"$f":"IFERROR(IF(OR(C758=\"S\",C758=\"D\"),VLOOKUP(B758,'Seasonal Customer Count'!$B:$P,7,FALSE),IF(C758=\"W\",VLOOKUP(B758,'Seasonal Customer Count'!$B:$P,15,FALSE),\"Check\")),0)","v":69},{"$f":"IFERROR(IF(OR(C758=\"S\",C758=\"D\"),VLOOKUP(B758,'Seasonal Customer Count'!$B:$P,8,FALSE),IF(C758=\"W\",VLOOKUP(B758,'Seasonal Customer Count'!$B:$P,16,FALSE),\"Check\")),0)","v":0},{"$f":"Summary!$D$8*(K758*'Average Project Size'!$F$6+L758*'Average Project Size'!$F$7+M758*'Average Project Size'!$F$8+N758*'Average Project Size'!$F$10+O758*'Average Project Size'!$F$9)/1000","v":0.2038156001458101},{"$f":"Summary!$D$8*(K758*F758*'Average Project Size'!$F$6+L758*G758*'Average Project Size'!$F$7+M758*H758*'Average Project Size'!$F$8+N758*I758*'Average Project Size'!$F$10+O758*J758*'Average Project Size'!$F$9)/1000","v":4.9643761231714404E-3}]
[null,{"$f":"'Peak Identification'!B757","v":"NYSA15"},{"$f":"'Peak Identification'!D757","v":"W"},{"$f":"'Peak Identification'!E757","v":9},{"$f":"VLOOKUP($D759,'DER Output'!$S$17:$X$41,6,FALSE)","v":0},{"$f":"IF($C759=\"S\",VLOOKUP($D759,'DER Output'!$S$18:$W$41,2,FALSE),VLOOKUP($D759,'DER Output'!$S$18:$W$41,3,FALSE))","v":9.9257193152337234E-2},{"$f":"IF($C759=\"S\",VLOOKUP($D759,'DER Output'!$S$18:$W$41,4,FALSE),VLOOKUP($D759,'DER Output'!$S$18:$W$41,5,FALSE))","v":9.9257193152337234E-2},{"$f":"IF($C759=\"S\",VLOOKUP($D759,'DER Output'!$S$18:$W$41,4,FALSE),VLOOKUP($D759,'DER Output'!$S$18:$W$41,5,FALSE))","v":9.9257193152337234E-2},{"$f":"IF($C759=\"S\",VLOOKUP($D759,'DER Output'!$S$18:$W$41,4,FALSE),VLOOKUP($D759,'DER Output'!$S$18:$W$41,5,FALSE))","v":9.9257193152337234E-2},{"$f":"IF($C759=\"S\",VLOOKUP($D759,'DER Output'!$S$18:$W$41,4,FALSE),VLOOKUP($D759,'DER Output'!$S$18:$W$41,5,FALSE))","v":9.9257193152337234E-2},{"$f":"IFERROR(IF(OR(C759=\"S\",C759=\"D\"),VLOOKUP(B759,'Seasonal Customer Count'!$B:$I,4,FALSE),IF(C759=\"W\",VLOOKUP(B759,'Seasonal Customer Count'!$B:$P,12,FALSE),\"Check\")),0)","v":86},{"$f":"IFERROR(IF(OR(C759=\"S\",C759=\"D\"),VLOOKUP(B759,'Seasonal Customer Count'!$B:$P,5,FALSE),IF(C759=\"W\",VLOOKUP(B759,'Seasonal Customer Count'!$B:$P,13,FALSE),\"Check\")),0)","v":77},{"$f":"IFERROR(IF(OR(C759=\"S\",C759=\"D\"),VLOOKUP(B759,'Seasonal Customer Count'!$B:$P,6,FALSE),IF(C759=\"W\",VLOOKUP(B759,'Seasonal Customer Count'!$B:$P,14,FALSE),\"Check\")),0)","v":0},{"$f":"IFERROR(IF(OR(C759=\"S\",C759=\"D\"),VLOOKUP(B759,'Seasonal Customer Count'!$B:$P,7,FALSE),IF(C759=\"W\",VLOOKUP(B759,'Seasonal Customer Count'!$B:$P,15,FALSE),\"Check\")),0)","v":134},{"$f":"IFERROR(IF(OR(C759=\"S\",C759=\"D\"),VLOOKUP(B759,'Seasonal Customer Count'!$B:$P,8,FALSE),IF(C759=\"W\",VLOOKUP(B759,'Seasonal Customer Count'!$B:$P,16,FALSE),\"Check\")),0)","v":0},{"$f":"Summary!$D$8*(K759*'Average Project Size'!$F$6+L759*'Average Project Size'!$F$7+M759*'Average Project Size'!$F$8+N759*'Average Project Size'!$F$10+O759*'Average Project Size'!$F$9)/1000","v":0.40242445577474134},{"$f":"Summary!$D$8*(K759*F759*'Average Project Size'!$F$6+L759*G759*'Average Project Size'!$F$7+M759*H759*'Average Project Size'!$F$8+N759*I759*'Average Project Size'!$F$10+O759*J759*'Average Project Size'!$F$9)/1000","v":3.9943521936057692E-2}]
[null,{"$f":"'Peak Identification'!B758","v":"NYSA T-061"},{"$f":"'Peak Identification'!D758","v":"W"},{"$f":"'Peak Identification'!E758","v":8},{"$f":"VLOOKUP($D760,'DER Output'!$S$17:$X$41,6,FALSE)","v":0},{"$f":"IF($C760=\"S\",VLOOKUP($D760,'DER Output'!$S$18:$W$41,2,FALSE),VLOOKUP($D760,'DER Output'!$S$18:$W$41,3,FALSE))","v":2.4357194050013426E-2},{"$f":"IF($C760=\"S\",VLOOKUP($D760,'DER Output'!$S$18:$W$41,4,FALSE),VLOOKUP($D760,'DER Output'!$S$18:$W$41,5,FALSE))","v":2.4357194050013426E-2},{"$f":"IF($C760=\"S\",VLOOKUP($D760,'DER Output'!$S$18:$W$41,4,FALSE),VLOOKUP($D760,'DER Output'!$S$18:$W$41,5,FALSE))","v":2.4357194050013426E-2},{"$f":"IF($C760=\"S\",VLOOKUP($D760,'DER Output'!$S$18:$W$41,4,FALSE),VLOOKUP($D760,'DER Output'!$S$18:$W$41,5,FALSE))","v":2.4357194050013426E-2},{"$f":"IF($C760=\"S\",VLOOKUP($D760,'DER Output'!$S$18:$W$41,4,FALSE),VLOOKUP($D760,'DER Output'!$S$18:$W$41,5,FALSE))","v":2.4357194050013426E-2},{"$f":"IFERROR(IF(OR(C760=\"S\",C760=\"D\"),VLOOKUP(B760,'Seasonal Customer Count'!$B:$I,4,FALSE),IF(C760=\"W\",VLOOKUP(B760,'Seasonal Customer Count'!$B:$P,12,FALSE),\"Check\")),0)","v":55},{"$f":"IFERROR(IF(OR(C760=\"S\",C760=\"D\"),VLOOKUP(B760,'Seasonal Customer Count'!$B:$P,5,FALSE),IF(C760=\"W\",VLOOKUP(B760,'Seasonal Customer Count'!$B:$P,13,FALSE),\"Check\")),0)","v":60},{"$f":"IFERROR(IF(OR(C760=\"S\",C760=\"D\"),VLOOKUP(B760,'Seasonal Customer Count'!$B:$P,6,FALSE),IF(C760=\"W\",VLOOKUP(B760,'Seasonal Customer Count'!$B:$P,14,FALSE),\"Check\")),0)","v":0},{"$f":"IFERROR(IF(OR(C760=\"S\",C760=\"D\"),VLOOKUP(B760,'Seasonal Customer Count'!$B:$P,7,FALSE),IF(C760=\"W\",VLOOKUP(B760,'Seasonal Customer Count'!$B:$P,15,FALSE),\"Check\")),0)","v":106},{"$f":"IFERROR(IF(OR(C760=\"S\",C760=\"D\"),VLOOKUP(B760,'Seasonal Customer Count'!$B:$P,8,FALSE),IF(C760=\"W\",VLOOKUP(B760,'Seasonal Customer Count'!$B:$P,16,FALSE),\"Check\")),0)","v":0},{"$f":"Summary!$D$8*(K760*'Average Project Size'!$F$6+L760*'Average Project Size'!$F$7+M760*'Average Project Size'!$F$8+N760*'Average Project Size'!$F$10+O760*'Average Project Size'!$F$9)/1000","v":0.31775108265868934},{"$f":"Summary!$D$8*(K760*F760*'Average Project Size'!$F$6+L760*G760*'Average Project Size'!$F$7+M760*H760*'Average Project Size'!$F$8+N760*I760*'Average Project Size'!$F$10+O760*J760*'Average Project Size'!$F$9)/1000","v":7.739524779919551E-3}]
[null,{"$f":"'Peak Identification'!B759","v":"NYSA T-062"},{"$f":"'Peak Identification'!D759","v":"W"},{"$f":"'Peak Identification'!E759","v":9},{"$f":"VLOOKUP($D761,'DER Output'!$S$17:$X$41,6,FALSE)","v":0},{"$f":"IF($C761=\"S\",VLOOKUP($D761,'DER Output'!$S$18:$W$41,2,FALSE),VLOOKUP($D761,'DER Output'!$S$18:$W$41,3,FALSE))","v":9.9257193152337234E-2},{"$f":"IF($C761=\"S\",VLOOKUP($D761,'DER Output'!$S$18:$W$41,4,FALSE),VLOOKUP($D761,'DER Output'!$S$18:$W$41,5,FALSE))","v":9.9257193152337234E-2},{"$f":"IF($C761=\"S\",VLOOKUP($D761,'DER Output'!$S$18:$W$41,4,FALSE),VLOOKUP($D761,'DER Output'!$S$18:$W$41,5,FALSE))","v":9.9257193152337234E-2},{"$f":"IF($C761=\"S\",VLOOKUP($D761,'DER Output'!$S$18:$W$41,4,FALSE),VLOOKUP($D761,'DER Output'!$S$18:$W$41,5,FALSE))","v":9.9257193152337234E-2},{"$f":"IF($C761=\"S\",VLOOKUP($D761,'DER Output'!$S$18:$W$41,4,FALSE),VLOOKUP($D761,'DER Output'!$S$18:$W$41,5,FALSE))","v":9.9257193152337234E-2},{"$f":"IFERROR(IF(OR(C761=\"S\",C761=\"D\"),VLOOKUP(B761,'Seasonal Customer Count'!$B:$I,4,FALSE),IF(C761=\"W\",VLOOKUP(B761,'Seasonal Customer Count'!$B:$P,12,FALSE),\"Check\")),0)","v":55},{"$f":"IFERROR(IF(OR(C761=\"S\",C761=\"D\"),VLOOKUP(B761,'Seasonal Customer Count'!$B:$P,5,FALSE),IF(C761=\"W\",VLOOKUP(B761,'Seasonal Customer Count'!$B:$P,13,FALSE),\"Check\")),0)","v":60},{"$f":"IFERROR(IF(OR(C761=\"S\",C761=\"D\"),VLOOKUP(B761,'Seasonal Customer Count'!$B:$P,6,FALSE),IF(C761=\"W\",VLOOKUP(B761,'Seasonal Customer Count'!$B:$P,14,FALSE),\"Check\")),0)","v":0},{"$f":"IFERROR(IF(OR(C761=\"S\",C761=\"D\"),VLOOKUP(B761,'Seasonal Customer Count'!$B:$P,7,FALSE),IF(C761=\"W\",VLOOKUP(B761,'Seasonal Customer Count'!$B:$P,15,FALSE),\"Check\")),0)","v":106},{"$f":"IFERROR(IF(OR(C761=\"S\",C761=\"D\"),VLOOKUP(B761,'Seasonal Customer Count'!$B:$P,8,FALSE),IF(C761=\"W\",VLOOKUP(B761,'Seasonal Customer Count'!$B:$P,16,FALSE),\"Check\")),0)","v":0},{"$f":"Summary!$D$8*(K761*'Average Project Size'!$F$6+L761*'Average Project Size'!$F$7+M761*'Average Project Size'!$F$8+N761*'Average Project Size'!$F$10+O761*'Average Project Size'!$F$9)/1000","v":0.31775108265868934},{"$f":"Summary!$D$8*(K761*F761*'Average Project Size'!$F$6+L761*G761*'Average Project Size'!$F$7+M761*H761*'Average Project Size'!$F$8+N761*I761*'Average Project Size'!$F$10+O761*J761*'Average Project Size'!$F$9)/1000","v":3.1539080585817808E-2}]
[null,{"$f":"'Peak Identification'!B760","v":"OCHD41"},{"$f":"'Peak Identification'!D760","v":"S"},{"$f":"'Peak Identification'!E760","v":19},{"$f":"VLOOKUP($D762,'DER Output'!$S$17:$X$41,6,FALSE)","v":0.11066797934994306},{"$f":"IF($C762=\"S\",VLOOKUP($D762,'DER Output'!$S$18:$W$41,2,FALSE),VLOOKUP($D762,'DER Output'!$S$18:$W$41,3,FALSE))","v":7.5840560103576066E-2},{"$f":"IF($C762=\"S\",VLOOKUP($D762,'DER Output'!$S$18:$W$41,4,FALSE),VLOOKUP($D762,'DER Output'!$S$18:$W$41,5,FALSE))","v":7.5840560103576066E-2},{"$f":"IF($C762=\"S\",VLOOKUP($D762,'DER Output'!$S$18:$W$41,4,FALSE),VLOOKUP($D762,'DER Output'!$S$18:$W$41,5,FALSE))","v":7.5840560103576066E-2},{"$f":"IF($C762=\"S\",VLOOKUP($D762,'DER Output'!$S$18:$W$41,4,FALSE),VLOOKUP($D762,'DER Output'!$S$18:$W$41,5,FALSE))","v":7.5840560103576066E-2},{"$f":"IF($C762=\"S\",VLOOKUP($D762,'DER Output'!$S$18:$W$41,4,FALSE),VLOOKUP($D762,'DER Output'!$S$18:$W$41,5,FALSE))","v":7.5840560103576066E-2},{"$f":"IFERROR(IF(OR(C762=\"S\",C762=\"D\"),VLOOKUP(B762,'Seasonal Customer Count'!$B:$I,4,FALSE),IF(C762=\"W\",VLOOKUP(B762,'Seasonal Customer Count'!$B:$P,12,FALSE),\"Check\")),0)","v":95},{"$f":"IFERROR(IF(OR(C762=\"S\",C762=\"D\"),VLOOKUP(B762,'Seasonal Customer Count'!$B:$P,5,FALSE),IF(C762=\"W\",VLOOKUP(B762,'Seasonal Customer Count'!$B:$P,13,FALSE),\"Check\")),0)","v":16},{"$f":"IFERROR(IF(OR(C762=\"S\",C762=\"D\"),VLOOKUP(B762,'Seasonal Customer Count'!$B:$P,6,FALSE),IF(C762=\"W\",VLOOKUP(B762,'Seasonal Customer Count'!$B:$P,14,FALSE),\"Check\")),0)","v":9},{"$f":"IFERROR(IF(OR(C762=\"S\",C762=\"D\"),VLOOKUP(B762,'Seasonal Customer Count'!$B:$P,7,FALSE),IF(C762=\"W\",VLOOKUP(B762,'Seasonal Customer Count'!$B:$P,15,FALSE),\"Check\")),0)","v":0},{"$f":"IFERROR(IF(OR(C762=\"S\",C762=\"D\"),VLOOKUP(B762,'Seasonal Customer Count'!$B:$P,8,FALSE),IF(C762=\"W\",VLOOKUP(B762,'Seasonal Customer Count'!$B:$P,16,FALSE),\"Check\")),0)","v":5},{"$f":"Summary!$D$8*(K762*'Average Project Size'!$F$6+L762*'Average Project Size'!$F$7+M762*'Average Project Size'!$F$8+N762*'Average Project Size'!$F$10+O762*'Average Project Size'!$F$9)/1000","v":9.677537947798508E-3},{"$f":"Summary!$D$8*(K762*F762*'Average Project Size'!$F$6+L762*G762*'Average Project Size'!$F$7+M762*H762*'Average Project Size'!$F$8+N762*I762*'Average Project Size'!$F$10+O762*J762*'Average Project Size'!$F$9)/1000","v":7.3394989838465087E-4}]
[null,{"$f":"'Peak Identification'!B761","v":"OCHD42"},{"$f":"'Peak Identification'!D761","v":"S"},{"$f":"'Peak Identification'!E761","v":10},{"$f":"VLOOKUP($D763,'DER Output'!$S$17:$X$41,6,FALSE)","v":0},{"$f":"IF($C763=\"S\",VLOOKUP($D763,'DER Output'!$S$18:$W$41,2,FALSE),VLOOKUP($D763,'DER Output'!$S$18:$W$41,3,FALSE))","v":0.49368339993884308},{"$f":"IF($C763=\"S\",VLOOKUP($D763,'DER Output'!$S$18:$W$41,4,FALSE),VLOOKUP($D763,'DER Output'!$S$18:$W$41,5,FALSE))","v":0.49368339993884308},{"$f":"IF($C763=\"S\",VLOOKUP($D763,'DER Output'!$S$18:$W$41,4,FALSE),VLOOKUP($D763,'DER Output'!$S$18:$W$41,5,FALSE))","v":0.49368339993884308},{"$f":"IF($C763=\"S\",VLOOKUP($D763,'DER Output'!$S$18:$W$41,4,FALSE),VLOOKUP($D763,'DER Output'!$S$18:$W$41,5,FALSE))","v":0.49368339993884308},{"$f":"IF($C763=\"S\",VLOOKUP($D763,'DER Output'!$S$18:$W$41,4,FALSE),VLOOKUP($D763,'DER Output'!$S$18:$W$41,5,FALSE))","v":0.49368339993884308},{"$f":"IFERROR(IF(OR(C763=\"S\",C763=\"D\"),VLOOKUP(B763,'Seasonal Customer Count'!$B:$I,4,FALSE),IF(C763=\"W\",VLOOKUP(B763,'Seasonal Customer Count'!$B:$P,12,FALSE),\"Check\")),0)","v":22},{"$f":"IFERROR(IF(OR(C763=\"S\",C763=\"D\"),VLOOKUP(B763,'Seasonal Customer Count'!$B:$P,5,FALSE),IF(C763=\"W\",VLOOKUP(B763,'Seasonal Customer Count'!$B:$P,13,FALSE),\"Check\")),0)","v":21},{"$f":"IFERROR(IF(OR(C763=\"S\",C763=\"D\"),VLOOKUP(B763,'Seasonal Customer Count'!$B:$P,6,FALSE),IF(C763=\"W\",VLOOKUP(B763,'Seasonal Customer Count'!$B:$P,14,FALSE),\"Check\")),0)","v":30},{"$f":"IFERROR(IF(OR(C763=\"S\",C763=\"D\"),VLOOKUP(B763,'Seasonal Customer Count'!$B:$P,7,FALSE),IF(C763=\"W\",VLOOKUP(B763,'Seasonal Customer Count'!$B:$P,15,FALSE),\"Check\")),0)","v":4},{"$f":"IFERROR(IF(OR(C763=\"S\",C763=\"D\"),VLOOKUP(B763,'Seasonal Customer Count'!$B:$P,8,FALSE),IF(C763=\"W\",VLOOKUP(B763,'Seasonal Customer Count'!$B:$P,16,FALSE),\"Check\")),0)","v":3},{"$f":"Summary!$D$8*(K763*'Average Project Size'!$F$6+L763*'Average Project Size'!$F$7+M763*'Average Project Size'!$F$8+N763*'Average Project Size'!$F$10+O763*'Average Project Size'!$F$9)/1000","v":2.1224335162851233E-2},{"$f":"Summary!$D$8*(K763*F763*'Average Project Size'!$F$6+L763*G763*'Average Project Size'!$F$7+M763*H763*'Average Project Size'!$F$8+N763*I763*'Average Project Size'!$F$10+O763*J763*'Average Project Size'!$F$9)/1000","v":1.0478101944637936E-2}]
[null,{"$f":"'Peak Identification'!B762","v":"OCHD43"},{"$f":"'Peak Identification'!D762","v":"S"},{"$f":"'Peak Identification'!E762","v":18},{"$f":"VLOOKUP($D764,'DER Output'!$S$17:$X$41,6,FALSE)","v":0.16032398020038169},{"$f":"IF($C764=\"S\",VLOOKUP($D764,'DER Output'!$S$18:$W$41,2,FALSE),VLOOKUP($D764,'DER Output'!$S$18:$W$41,3,FALSE))","v":0.17224423800777711},{"$f":"IF($C764=\"S\",VLOOKUP($D764,'DER Output'!$S$18:$W$41,4,FALSE),VLOOKUP($D764,'DER Output'!$S$18:$W$41,5,FALSE))","v":0.17224423800777711},{"$f":"IF($C764=\"S\",VLOOKUP($D764,'DER Output'!$S$18:$W$41,4,FALSE),VLOOKUP($D764,'DER Output'!$S$18:$W$41,5,FALSE))","v":0.17224423800777711},{"$f":"IF($C764=\"S\",VLOOKUP($D764,'DER Output'!$S$18:$W$41,4,FALSE),VLOOKUP($D764,'DER Output'!$S$18:$W$41,5,FALSE))","v":0.17224423800777711},{"$f":"IF($C764=\"S\",VLOOKUP($D764,'DER Output'!$S$18:$W$41,4,FALSE),VLOOKUP($D764,'DER Output'!$S$18:$W$41,5,FALSE))","v":0.17224423800777711},{"$f":"IFERROR(IF(OR(C764=\"S\",C764=\"D\"),VLOOKUP(B764,'Seasonal Customer Count'!$B:$I,4,FALSE),IF(C764=\"W\",VLOOKUP(B764,'Seasonal Customer Count'!$B:$P,12,FALSE),\"Check\")),0)","v":0},{"$f":"IFERROR(IF(OR(C764=\"S\",C764=\"D\"),VLOOKUP(B764,'Seasonal Customer Count'!$B:$P,5,FALSE),IF(C764=\"W\",VLOOKUP(B764,'Seasonal Customer Count'!$B:$P,13,FALSE),\"Check\")),0)","v":0},{"$f":"IFERROR(IF(OR(C764=\"S\",C764=\"D\"),VLOOKUP(B764,'Seasonal Customer Count'!$B:$P,6,FALSE),IF(C764=\"W\",VLOOKUP(B764,'Seasonal Customer Count'!$B:$P,14,FALSE),\"Check\")),0)","v":0},{"$f":"IFERROR(IF(OR(C764=\"S\",C764=\"D\"),VLOOKUP(B764,'Seasonal Customer Count'!$B:$P,7,FALSE),IF(C764=\"W\",VLOOKUP(B764,'Seasonal Customer Count'!$B:$P,15,FALSE),\"Check\")),0)","v":0},{"$f":"IFERROR(IF(OR(C764=\"S\",C764=\"D\"),VLOOKUP(B764,'Seasonal Customer Count'!$B:$P,8,FALSE),IF(C764=\"W\",VLOOKUP(B764,'Seasonal Customer Count'!$B:$P,16,FALSE),\"Check\")),0)","v":0},{"$f":"Summary!$D$8*(K764*'Average Project Size'!$F$6+L764*'Average Project Size'!$F$7+M764*'Average Project Size'!$F$8+N764*'Average Project Size'!$F$10+O764*'Average Project Size'!$F$9)/1000","v":0},{"$f":"Summary!$D$8*(K764*F764*'Average Project Size'!$F$6+L764*G764*'Average Project Size'!$F$7+M764*H764*'Average Project Size'!$F$8+N764*I764*'Average Project Size'!$F$10+O764*J764*'Average Project Size'!$F$9)/1000","v":0}]
[null,{"$f":"'Peak Identification'!B763","v":"OCHD T-061"},{"$f":"'Peak Identification'!D763","v":"S"},{"$f":"'Peak Identification'!E763","v":19},{"$f":"VLOOKUP($D765,'DER Output'!$S$17:$X$41,6,FALSE)","v":0.11066797934994306},{"$f":"IF($C765=\"S\",VLOOKUP($D765,'DER Output'!$S$18:$W$41,2,FALSE),VLOOKUP($D765,'DER Output'!$S$18:$W$41,3,FALSE))","v":7.5840560103576066E-2},{"$f":"IF($C765=\"S\",VLOOKUP($D765,'DER Output'!$S$18:$W$41,4,FALSE),VLOOKUP($D765,'DER Output'!$S$18:$W$41,5,FALSE))","v":7.5840560103576066E-2},{"$f":"IF($C765=\"S\",VLOOKUP($D765,'DER Output'!$S$18:$W$41,4,FALSE),VLOOKUP($D765,'DER Output'!$S$18:$W$41,5,FALSE))","v":7.5840560103576066E-2},{"$f":"IF($C765=\"S\",VLOOKUP($D765,'DER Output'!$S$18:$W$41,4,FALSE),VLOOKUP($D765,'DER Output'!$S$18:$W$41,5,FALSE))","v":7.5840560103576066E-2},{"$f":"IF($C765=\"S\",VLOOKUP($D765,'DER Output'!$S$18:$W$41,4,FALSE),VLOOKUP($D765,'DER Output'!$S$18:$W$41,5,FALSE))","v":7.5840560103576066E-2},{"$f":"IFERROR(IF(OR(C765=\"S\",C765=\"D\"),VLOOKUP(B765,'Seasonal Customer Count'!$B:$I,4,FALSE),IF(C765=\"W\",VLOOKUP(B765,'Seasonal Customer Count'!$B:$P,12,FALSE),\"Check\")),0)","v":95},{"$f":"IFERROR(IF(OR(C765=\"S\",C765=\"D\"),VLOOKUP(B765,'Seasonal Customer Count'!$B:$P,5,FALSE),IF(C765=\"W\",VLOOKUP(B765,'Seasonal Customer Count'!$B:$P,13,FALSE),\"Check\")),0)","v":16},{"$f":"IFERROR(IF(OR(C765=\"S\",C765=\"D\"),VLOOKUP(B765,'Seasonal Customer Count'!$B:$P,6,FALSE),IF(C765=\"W\",VLOOKUP(B765,'Seasonal Customer Count'!$B:$P,14,FALSE),\"Check\")),0)","v":9},{"$f":"IFERROR(IF(OR(C765=\"S\",C765=\"D\"),VLOOKUP(B765,'Seasonal Customer Count'!$B:$P,7,FALSE),IF(C765=\"W\",VLOOKUP(B765,'Seasonal Customer Count'!$B:$P,15,FALSE),\"Check\")),0)","v":0},{"$f":"IFERROR(IF(OR(C765=\"S\",C765=\"D\"),VLOOKUP(B765,'Seasonal Customer Count'!$B:$P,8,FALSE),IF(C765=\"W\",VLOOKUP(B765,'Seasonal Customer Count'!$B:$P,16,FALSE),\"Check\")),0)","v":5},{"$f":"Summary!$D$8*(K765*'Average Project Size'!$F$6+L765*'Average Project Size'!$F$7+M765*'Average Project Size'!$F$8+N765*'Average Project Size'!$F$10+O765*'Average Project Size'!$F$9)/1000","v":9.677537947798508E-3},{"$f":"Summary!$D$8*(K765*F765*'Average Project Size'!$F$6+L765*G765*'Average Project Size'!$F$7+M765*H765*'Average Project Size'!$F$8+N765*I765*'Average Project Size'!$F$10+O765*J765*'Average Project Size'!$F$9)/1000","v":7.3394989838465087E-4}]
[null,{"$f":"'Peak Identification'!B764","v":"OCHD T-062"},{"$f":"'Peak Identification'!D764","v":"W"},{"$f":"'Peak Identification'!E764","v":5},{"$f":"VLOOKUP($D766,'DER Output'!$S$17:$X$41,6,FALSE)","v":0},{"$f":"IF($C766=\"S\",VLOOKUP($D766,'DER Output'!$S$18:$W$41,2,FALSE),VLOOKUP($D766,'DER Output'!$S$18:$W$41,3,FALSE))","v":2.1634412004989671E-4},{"$f":"IF($C766=\"S\",VLOOKUP($D766,'DER Output'!$S$18:$W$41,4,FALSE),VLOOKUP($D766,'DER Output'!$S$18:$W$41,5,FALSE))","v":2.1634412004989671E-4},{"$f":"IF($C766=\"S\",VLOOKUP($D766,'DER Output'!$S$18:$W$41,4,FALSE),VLOOKUP($D766,'DER Output'!$S$18:$W$41,5,FALSE))","v":2.1634412004989671E-4},{"$f":"IF($C766=\"S\",VLOOKUP($D766,'DER Output'!$S$18:$W$41,4,FALSE),VLOOKUP($D766,'DER Output'!$S$18:$W$41,5,FALSE))","v":2.1634412004989671E-4},{"$f":"IF($C766=\"S\",VLOOKUP($D766,'DER Output'!$S$18:$W$41,4,FALSE),VLOOKUP($D766,'DER Output'!$S$18:$W$41,5,FALSE))","v":2.1634412004989671E-4},{"$f":"IFERROR(IF(OR(C766=\"S\",C766=\"D\"),VLOOKUP(B766,'Seasonal Customer Count'!$B:$I,4,FALSE),IF(C766=\"W\",VLOOKUP(B766,'Seasonal Customer Count'!$B:$P,12,FALSE),\"Check\")),0)","v":83},{"$f":"IFERROR(IF(OR(C766=\"S\",C766=\"D\"),VLOOKUP(B766,'Seasonal Customer Count'!$B:$P,5,FALSE),IF(C766=\"W\",VLOOKUP(B766,'Seasonal Customer Count'!$B:$P,13,FALSE),\"Check\")),0)","v":167},{"$f":"IFERROR(IF(OR(C766=\"S\",C766=\"D\"),VLOOKUP(B766,'Seasonal Customer Count'!$B:$P,6,FALSE),IF(C766=\"W\",VLOOKUP(B766,'Seasonal Customer Count'!$B:$P,14,FALSE),\"Check\")),0)","v":5},{"$f":"IFERROR(IF(OR(C766=\"S\",C766=\"D\"),VLOOKUP(B766,'Seasonal Customer Count'!$B:$P,7,FALSE),IF(C766=\"W\",VLOOKUP(B766,'Seasonal Customer Count'!$B:$P,15,FALSE),\"Check\")),0)","v":192},{"$f":"IFERROR(IF(OR(C766=\"S\",C766=\"D\"),VLOOKUP(B766,'Seasonal Customer Count'!$B:$P,8,FALSE),IF(C766=\"W\",VLOOKUP(B766,'Seasonal Customer Count'!$B:$P,16,FALSE),\"Check\")),0)","v":0},{"$f":"Summary!$D$8*(K766*'Average Project Size'!$F$6+L766*'Average Project Size'!$F$7+M766*'Average Project Size'!$F$8+N766*'Average Project Size'!$F$10+O766*'Average Project Size'!$F$9)/1000","v":0.58002597864837946},{"$f":"Summary!$D$8*(K766*F766*'Average Project Size'!$F$6+L766*G766*'Average Project Size'!$F$7+M766*H766*'Average Project Size'!$F$8+N766*I766*'Average Project Size'!$F$10+O766*J766*'Average Project Size'!$F$9)/1000","v":1.2548520995676383E-4}]
[null,{"$f":"'Peak Identification'!B765","v":"OIDA11"},{"$f":"'Peak Identification'!D765","v":"W"},{"$f":"'Peak Identification'!E765","v":11},{"$f":"VLOOKUP($D767,'DER Output'!$S$17:$X$41,6,FALSE)","v":0},{"$f":"IF($C767=\"S\",VLOOKUP($D767,'DER Output'!$S$18:$W$41,2,FALSE),VLOOKUP($D767,'DER Output'!$S$18:$W$41,3,FALSE))","v":0.28017157321810982},{"$f":"IF($C767=\"S\",VLOOKUP($D767,'DER Output'!$S$18:$W$41,4,FALSE),VLOOKUP($D767,'DER Output'!$S$18:$W$41,5,FALSE))","v":0.28017157321810982},{"$f":"IF($C767=\"S\",VLOOKUP($D767,'DER Output'!$S$18:$W$41,4,FALSE),VLOOKUP($D767,'DER Output'!$S$18:$W$41,5,FALSE))","v":0.28017157321810982},{"$f":"IF($C767=\"S\",VLOOKUP($D767,'DER Output'!$S$18:$W$41,4,FALSE),VLOOKUP($D767,'DER Output'!$S$18:$W$41,5,FALSE))","v":0.28017157321810982},{"$f":"IF($C767=\"S\",VLOOKUP($D767,'DER Output'!$S$18:$W$41,4,FALSE),VLOOKUP($D767,'DER Output'!$S$18:$W$41,5,FALSE))","v":0.28017157321810982},{"$f":"IFERROR(IF(OR(C767=\"S\",C767=\"D\"),VLOOKUP(B767,'Seasonal Customer Count'!$B:$I,4,FALSE),IF(C767=\"W\",VLOOKUP(B767,'Seasonal Customer Count'!$B:$P,12,FALSE),\"Check\")),0)","v":100},{"$f":"IFERROR(IF(OR(C767=\"S\",C767=\"D\"),VLOOKUP(B767,'Seasonal Customer Count'!$B:$P,5,FALSE),IF(C767=\"W\",VLOOKUP(B767,'Seasonal Customer Count'!$B:$P,13,FALSE),\"Check\")),0)","v":158},{"$f":"IFERROR(IF(OR(C767=\"S\",C767=\"D\"),VLOOKUP(B767,'Seasonal Customer Count'!$B:$P,6,FALSE),IF(C767=\"W\",VLOOKUP(B767,'Seasonal Customer Count'!$B:$P,14,FALSE),\"Check\")),0)","v":1},{"$f":"IFERROR(IF(OR(C767=\"S\",C767=\"D\"),VLOOKUP(B767,'Seasonal Customer Count'!$B:$P,7,FALSE),IF(C767=\"W\",VLOOKUP(B767,'Seasonal Customer Count'!$B:$P,15,FALSE),\"Check\")),0)","v":239},{"$f":"IFERROR(IF(OR(C767=\"S\",C767=\"D\"),VLOOKUP(B767,'Seasonal Customer Count'!$B:$P,8,FALSE),IF(C767=\"W\",VLOOKUP(B767,'Seasonal Customer Count'!$B:$P,16,FALSE),\"Check\")),0)","v":0},{"$f":"Summary!$D$8*(K767*'Average Project Size'!$F$6+L767*'Average Project Size'!$F$7+M767*'Average Project Size'!$F$8+N767*'Average Project Size'!$F$10+O767*'Average Project Size'!$F$9)/1000","v":0.71732265037660858},{"$f":"Summary!$D$8*(K767*F767*'Average Project Size'!$F$6+L767*G767*'Average Project Size'!$F$7+M767*H767*'Average Project Size'!$F$8+N767*I767*'Average Project Size'!$F$10+O767*J767*'Average Project Size'!$F$9)/1000","v":0.20097341546099862}]
[null,{"$f":"'Peak Identification'!B766","v":"OIDA12"},{"$f":"'Peak Identification'!D766","v":"S"},{"$f":"'Peak Identification'!E766","v":14},{"$f":"VLOOKUP($D768,'DER Output'!$S$17:$X$41,6,FALSE)","v":0.26694349499860076},{"$f":"IF($C768=\"S\",VLOOKUP($D768,'DER Output'!$S$18:$W$41,2,FALSE),VLOOKUP($D768,'DER Output'!$S$18:$W$41,3,FALSE))","v":0.65426593965075153},{"$f":"IF($C768=\"S\",VLOOKUP($D768,'DER Output'!$S$18:$W$41,4,FALSE),VLOOKUP($D768,'DER Output'!$S$18:$W$41,5,FALSE))","v":0.65426593965075153},{"$f":"IF($C768=\"S\",VLOOKUP($D768,'DER Output'!$S$18:$W$41,4,FALSE),VLOOKUP($D768,'DER Output'!$S$18:$W$41,5,FALSE))","v":0.65426593965075153},{"$f":"IF($C768=\"S\",VLOOKUP($D768,'DER Output'!$S$18:$W$41,4,FALSE),VLOOKUP($D768,'DER Output'!$S$18:$W$41,5,FALSE))","v":0.65426593965075153},{"$f":"IF($C768=\"S\",VLOOKUP($D768,'DER Output'!$S$18:$W$41,4,FALSE),VLOOKUP($D768,'DER Output'!$S$18:$W$41,5,FALSE))","v":0.65426593965075153},{"$f":"IFERROR(IF(OR(C768=\"S\",C768=\"D\"),VLOOKUP(B768,'Seasonal Customer Count'!$B:$I,4,FALSE),IF(C768=\"W\",VLOOKUP(B768,'Seasonal Customer Count'!$B:$P,12,FALSE),\"Check\")),0)","v":0},{"$f":"IFERROR(IF(OR(C768=\"S\",C768=\"D\"),VLOOKUP(B768,'Seasonal Customer Count'!$B:$P,5,FALSE),IF(C768=\"W\",VLOOKUP(B768,'Seasonal Customer Count'!$B:$P,13,FALSE),\"Check\")),0)","v":0},{"$f":"IFERROR(IF(OR(C768=\"S\",C768=\"D\"),VLOOKUP(B768,'Seasonal Customer Count'!$B:$P,6,FALSE),IF(C768=\"W\",VLOOKUP(B768,'Seasonal Customer Count'!$B:$P,14,FALSE),\"Check\")),0)","v":0},{"$f":"IFERROR(IF(OR(C768=\"S\",C768=\"D\"),VLOOKUP(B768,'Seasonal Customer Count'!$B:$P,7,FALSE),IF(C768=\"W\",VLOOKUP(B768,'Seasonal Customer Count'!$B:$P,15,FALSE),\"Check\")),0)","v":1},{"$f":"IFERROR(IF(OR(C768=\"S\",C768=\"D\"),VLOOKUP(B768,'Seasonal Customer Count'!$B:$P,8,FALSE),IF(C768=\"W\",VLOOKUP(B768,'Seasonal Customer Count'!$B:$P,16,FALSE),\"Check\")),0)","v":0},{"$f":"Summary!$D$8*(K768*'Average Project Size'!$F$6+L768*'Average Project Size'!$F$7+M768*'Average Project Size'!$F$8+N768*'Average Project Size'!$F$10+O768*'Average Project Size'!$F$9)/1000","v":2.9355110231040001E-3},{"$f":"Summary!$D$8*(K768*F768*'Average Project Size'!$F$6+L768*G768*'Average Project Size'!$F$7+M768*H768*'Average Project Size'!$F$8+N768*I768*'Average Project Size'!$F$10+O768*J768*'Average Project Size'!$F$9)/1000","v":1.9206048778862774E-3}]
[null,{"$f":"'Peak Identification'!B767","v":"OIDA T-061"},{"$f":"'Peak Identification'!D767","v":"D"},{"$f":"'Peak Identification'!E767","v":16},{"$f":"VLOOKUP($D769,'DER Output'!$S$17:$X$41,6,FALSE)","v":0.22644022312513051},{"$f":"IF($C769=\"S\",VLOOKUP($D769,'DER Output'!$S$18:$W$41,2,FALSE),VLOOKUP($D769,'DER Output'!$S$18:$W$41,3,FALSE))","v":8.1567307668477237E-2},{"$f":"IF($C769=\"S\",VLOOKUP($D769,'DER Output'!$S$18:$W$41,4,FALSE),VLOOKUP($D769,'DER Output'!$S$18:$W$41,5,FALSE))","v":8.1567307668477237E-2},{"$f":"IF($C769=\"S\",VLOOKUP($D769,'DER Output'!$S$18:$W$41,4,FALSE),VLOOKUP($D769,'DER Output'!$S$18:$W$41,5,FALSE))","v":8.1567307668477237E-2},{"$f":"IF($C769=\"S\",VLOOKUP($D769,'DER Output'!$S$18:$W$41,4,FALSE),VLOOKUP($D769,'DER Output'!$S$18:$W$41,5,FALSE))","v":8.1567307668477237E-2},{"$f":"IF($C769=\"S\",VLOOKUP($D769,'DER Output'!$S$18:$W$41,4,FALSE),VLOOKUP($D769,'DER Output'!$S$18:$W$41,5,FALSE))","v":8.1567307668477237E-2},{"$f":"IFERROR(IF(OR(C769=\"S\",C769=\"D\"),VLOOKUP(B769,'Seasonal Customer Count'!$B:$I,4,FALSE),IF(C769=\"W\",VLOOKUP(B769,'Seasonal Customer Count'!$B:$P,12,FALSE),\"Check\")),0)","v":334},{"$f":"IFERROR(IF(OR(C769=\"S\",C769=\"D\"),VLOOKUP(B769,'Seasonal Customer Count'!$B:$P,5,FALSE),IF(C769=\"W\",VLOOKUP(B769,'Seasonal Customer Count'!$B:$P,13,FALSE),\"Check\")),0)","v":102},{"$f":"IFERROR(IF(OR(C769=\"S\",C769=\"D\"),VLOOKUP(B769,'Seasonal Customer Count'!$B:$P,6,FALSE),IF(C769=\"W\",VLOOKUP(B769,'Seasonal Customer Count'!$B:$P,14,FALSE),\"Check\")),0)","v":106},{"$f":"IFERROR(IF(OR(C769=\"S\",C769=\"D\"),VLOOKUP(B769,'Seasonal Customer Count'!$B:$P,7,FALSE),IF(C769=\"W\",VLOOKUP(B769,'Seasonal Customer Count'!$B:$P,15,FALSE),\"Check\")),0)","v":2},{"$f":"IFERROR(IF(OR(C769=\"S\",C769=\"D\"),VLOOKUP(B769,'Seasonal Customer Count'!$B:$P,8,FALSE),IF(C769=\"W\",VLOOKUP(B769,'Seasonal Customer Count'!$B:$P,16,FALSE),\"Check\")),0)","v":3},{"$f":"Summary!$D$8*(K769*'Average Project Size'!$F$6+L769*'Average Project Size'!$F$7+M769*'Average Project Size'!$F$8+N769*'Average Project Size'!$F$10+O769*'Average Project Size'!$F$9)/1000","v":4.676626781288562E-2},{"$f":"Summary!$D$8*(K769*F769*'Average Project Size'!$F$6+L769*G769*'Average Project Size'!$F$7+M769*H769*'Average Project Size'!$F$8+N769*I769*'Average Project Size'!$F$10+O769*J769*'Average Project Size'!$F$9)/1000","v":3.8145985552000454E-3}]
[null,{"$f":"'Peak Identification'!B768","v":"OKLY11"},{"$f":"'Peak Identification'!D768","v":"W"},{"$f":"'Peak Identification'!E768","v":7},{"$f":"VLOOKUP($D770,'DER Output'!$S$17:$X$41,6,FALSE)","v":0},{"$f":"IF($C770=\"S\",VLOOKUP($D770,'DER Output'!$S$18:$W$41,2,FALSE),VLOOKUP($D770,'DER Output'!$S$18:$W$41,3,FALSE))","v":1.6354374218706029E-3},{"$f":"IF($C770=\"S\",VLOOKUP($D770,'DER Output'!$S$18:$W$41,4,FALSE),VLOOKUP($D770,'DER Output'!$S$18:$W$41,5,FALSE))","v":1.6354374218706029E-3},{"$f":"IF($C770=\"S\",VLOOKUP($D770,'DER Output'!$S$18:$W$41,4,FALSE),VLOOKUP($D770,'DER Output'!$S$18:$W$41,5,FALSE))","v":1.6354374218706029E-3},{"$f":"IF($C770=\"S\",VLOOKUP($D770,'DER Output'!$S$18:$W$41,4,FALSE),VLOOKUP($D770,'DER Output'!$S$18:$W$41,5,FALSE))","v":1.6354374218706029E-3},{"$f":"IF($C770=\"S\",VLOOKUP($D770,'DER Output'!$S$18:$W$41,4,FALSE),VLOOKUP($D770,'DER Output'!$S$18:$W$41,5,FALSE))","v":1.6354374218706029E-3},{"$f":"IFERROR(IF(OR(C770=\"S\",C770=\"D\"),VLOOKUP(B770,'Seasonal Customer Count'!$B:$I,4,FALSE),IF(C770=\"W\",VLOOKUP(B770,'Seasonal Customer Count'!$B:$P,12,FALSE),\"Check\")),0)","v":26},{"$f":"IFERROR(IF(OR(C770=\"S\",C770=\"D\"),VLOOKUP(B770,'Seasonal Customer Count'!$B:$P,5,FALSE),IF(C770=\"W\",VLOOKUP(B770,'Seasonal Customer Count'!$B:$P,13,FALSE),\"Check\")),0)","v":48},{"$f":"IFERROR(IF(OR(C770=\"S\",C770=\"D\"),VLOOKUP(B770,'Seasonal Customer Count'!$B:$P,6,FALSE),IF(C770=\"W\",VLOOKUP(B770,'Seasonal Customer Count'!$B:$P,14,FALSE),\"Check\")),0)","v":0},{"$f":"IFERROR(IF(OR(C770=\"S\",C770=\"D\"),VLOOKUP(B770,'Seasonal Customer Count'!$B:$P,7,FALSE),IF(C770=\"W\",VLOOKUP(B770,'Seasonal Customer Count'!$B:$P,15,FALSE),\"Check\")),0)","v":153},{"$f":"IFERROR(IF(OR(C770=\"S\",C770=\"D\"),VLOOKUP(B770,'Seasonal Customer Count'!$B:$P,8,FALSE),IF(C770=\"W\",VLOOKUP(B770,'Seasonal Customer Count'!$B:$P,16,FALSE),\"Check\")),0)","v":0},{"$f":"Summary!$D$8*(K770*'Average Project Size'!$F$6+L770*'Average Project Size'!$F$7+M770*'Average Project Size'!$F$8+N770*'Average Project Size'!$F$10+O770*'Average Project Size'!$F$9)/1000","v":0.45368726506100798},{"$f":"Summary!$D$8*(K770*F770*'Average Project Size'!$F$6+L770*G770*'Average Project Size'!$F$7+M770*H770*'Average Project Size'!$F$8+N770*I770*'Average Project Size'!$F$10+O770*J770*'Average Project Size'!$F$9)/1000","v":7.4197713110689986E-4}]
[null,{"$f":"'Peak Identification'!B769","v":"OKLY12"},{"$f":"'Peak Identification'!D769","v":"S"},{"$f":"'Peak Identification'!E769","v":19},{"$f":"VLOOKUP($D771,'DER Output'!$S$17:$X$41,6,FALSE)","v":0.11066797934994306},{"$f":"IF($C771=\"S\",VLOOKUP($D771,'DER Output'!$S$18:$W$41,2,FALSE),VLOOKUP($D771,'DER Output'!$S$18:$W$41,3,FALSE))","v":7.5840560103576066E-2},{"$f":"IF($C771=\"S\",VLOOKUP($D771,'DER Output'!$S$18:$W$41,4,FALSE),VLOOKUP($D771,'DER Output'!$S$18:$W$41,5,FALSE))","v":7.5840560103576066E-2},{"$f":"IF($C771=\"S\",VLOOKUP($D771,'DER Output'!$S$18:$W$41,4,FALSE),VLOOKUP($D771,'DER Output'!$S$18:$W$41,5,FALSE))","v":7.5840560103576066E-2},{"$f":"IF($C771=\"S\",VLOOKUP($D771,'DER Output'!$S$18:$W$41,4,FALSE),VLOOKUP($D771,'DER Output'!$S$18:$W$41,5,FALSE))","v":7.5840560103576066E-2},{"$f":"IF($C771=\"S\",VLOOKUP($D771,'DER Output'!$S$18:$W$41,4,FALSE),VLOOKUP($D771,'DER Output'!$S$18:$W$41,5,FALSE))","v":7.5840560103576066E-2},{"$f":"IFERROR(IF(OR(C771=\"S\",C771=\"D\"),VLOOKUP(B771,'Seasonal Customer Count'!$B:$I,4,FALSE),IF(C771=\"W\",VLOOKUP(B771,'Seasonal Customer Count'!$B:$P,12,FALSE),\"Check\")),0)","v":164},{"$f":"IFERROR(IF(OR(C771=\"S\",C771=\"D\"),VLOOKUP(B771,'Seasonal Customer Count'!$B:$P,5,FALSE),IF(C771=\"W\",VLOOKUP(B771,'Seasonal Customer Count'!$B:$P,13,FALSE),\"Check\")),0)","v":13},{"$f":"IFERROR(IF(OR(C771=\"S\",C771=\"D\"),VLOOKUP(B771,'Seasonal Customer Count'!$B:$P,6,FALSE),IF(C771=\"W\",VLOOKUP(B771,'Seasonal Customer Count'!$B:$P,14,FALSE),\"Check\")),0)","v":15},{"$f":"IFERROR(IF(OR(C771=\"S\",C771=\"D\"),VLOOKUP(B771,'Seasonal Customer Count'!$B:$P,7,FALSE),IF(C771=\"W\",VLOOKUP(B771,'Seasonal Customer Count'!$B:$P,15,FALSE),\"Check\")),0)","v":0},{"$f":"IFERROR(IF(OR(C771=\"S\",C771=\"D\"),VLOOKUP(B771,'Seasonal Customer Count'!$B:$P,8,FALSE),IF(C771=\"W\",VLOOKUP(B771,'Seasonal Customer Count'!$B:$P,16,FALSE),\"Check\")),0)","v":73},{"$f":"Summary!$D$8*(K771*'Average Project Size'!$F$6+L771*'Average Project Size'!$F$7+M771*'Average Project Size'!$F$8+N771*'Average Project Size'!$F$10+O771*'Average Project Size'!$F$9)/1000","v":5.6481923297552618E-2},{"$f":"Summary!$D$8*(K771*F771*'Average Project Size'!$F$6+L771*G771*'Average Project Size'!$F$7+M771*H771*'Average Project Size'!$F$8+N771*I771*'Average Project Size'!$F$10+O771*J771*'Average Project Size'!$F$9)/1000","v":4.2836206986136124E-3}]
[null,{"$f":"'Peak Identification'!B770","v":"OKLY13"},{"$f":"'Peak Identification'!D770","v":"S"},{"$f":"'Peak Identification'!E770","v":21},{"$f":"VLOOKUP($D772,'DER Output'!$S$17:$X$41,6,FALSE)","v":0},{"$f":"IF($C772=\"S\",VLOOKUP($D772,'DER Output'!$S$18:$W$41,2,FALSE),VLOOKUP($D772,'DER Output'!$S$18:$W$41,3,FALSE))","v":9.5068228432060471E-4},{"$f":"IF($C772=\"S\",VLOOKUP($D772,'DER Output'!$S$18:$W$41,4,FALSE),VLOOKUP($D772,'DER Output'!$S$18:$W$41,5,FALSE))","v":9.5068228432060471E-4},{"$f":"IF($C772=\"S\",VLOOKUP($D772,'DER Output'!$S$18:$W$41,4,FALSE),VLOOKUP($D772,'DER Output'!$S$18:$W$41,5,FALSE))","v":9.5068228432060471E-4},{"$f":"IF($C772=\"S\",VLOOKUP($D772,'DER Output'!$S$18:$W$41,4,FALSE),VLOOKUP($D772,'DER Output'!$S$18:$W$41,5,FALSE))","v":9.5068228432060471E-4},{"$f":"IF($C772=\"S\",VLOOKUP($D772,'DER Output'!$S$18:$W$41,4,FALSE),VLOOKUP($D772,'DER Output'!$S$18:$W$41,5,FALSE))","v":9.5068228432060471E-4},{"$f":"IFERROR(IF(OR(C772=\"S\",C772=\"D\"),VLOOKUP(B772,'Seasonal Customer Count'!$B:$I,4,FALSE),IF(C772=\"W\",VLOOKUP(B772,'Seasonal Customer Count'!$B:$P,12,FALSE),\"Check\")),0)","v":62},{"$f":"IFERROR(IF(OR(C772=\"S\",C772=\"D\"),VLOOKUP(B772,'Seasonal Customer Count'!$B:$P,5,FALSE),IF(C772=\"W\",VLOOKUP(B772,'Seasonal Customer Count'!$B:$P,13,FALSE),\"Check\")),0)","v":20},{"$f":"IFERROR(IF(OR(C772=\"S\",C772=\"D\"),VLOOKUP(B772,'Seasonal Customer Count'!$B:$P,6,FALSE),IF(C772=\"W\",VLOOKUP(B772,'Seasonal Customer Count'!$B:$P,14,FALSE),\"Check\")),0)","v":20},{"$f":"IFERROR(IF(OR(C772=\"S\",C772=\"D\"),VLOOKUP(B772,'Seasonal Customer Count'!$B:$P,7,FALSE),IF(C772=\"W\",VLOOKUP(B772,'Seasonal Customer Count'!$B:$P,15,FALSE),\"Check\")),0)","v":0},{"$f":"IFERROR(IF(OR(C772=\"S\",C772=\"D\"),VLOOKUP(B772,'Seasonal Customer Count'!$B:$P,8,FALSE),IF(C772=\"W\",VLOOKUP(B772,'Seasonal Customer Count'!$B:$P,16,FALSE),\"Check\")),0)","v":30},{"$f":"Summary!$D$8*(K772*'Average Project Size'!$F$6+L772*'Average Project Size'!$F$7+M772*'Average Project Size'!$F$8+N772*'Average Project Size'!$F$10+O772*'Average Project Size'!$F$9)/1000","v":2.6451791539915025E-2},{"$f":"Summary!$D$8*(K772*F772*'Average Project Size'!$F$6+L772*G772*'Average Project Size'!$F$7+M772*H772*'Average Project Size'!$F$8+N772*I772*'Average Project Size'!$F$10+O772*J772*'Average Project Size'!$F$9)/1000","v":2.5147249605538863E-5}]
[null,{"$f":"'Peak Identification'!B771","v":"OKLY T-061"},{"$f":"'Peak Identification'!D771","v":"S"},{"$f":"'Peak Identification'!E771","v":19},{"$f":"VLOOKUP($D773,'DER Output'!$S$17:$X$41,6,FALSE)","v":0.11066797934994306},{"$f":"IF($C773=\"S\",VLOOKUP($D773,'DER Output'!$S$18:$W$41,2,FALSE),VLOOKUP($D773,'DER Output'!$S$18:$W$41,3,FALSE))","v":7.5840560103576066E-2},{"$f":"IF($C773=\"S\",VLOOKUP($D773,'DER Output'!$S$18:$W$41,4,FALSE),VLOOKUP($D773,'DER Output'!$S$18:$W$41,5,FALSE))","v":7.5840560103576066E-2},{"$f":"IF($C773=\"S\",VLOOKUP($D773,'DER Output'!$S$18:$W$41,4,FALSE),VLOOKUP($D773,'DER Output'!$S$18:$W$41,5,FALSE))","v":7.5840560103576066E-2},{"$f":"IF($C773=\"S\",VLOOKUP($D773,'DER Output'!$S$18:$W$41,4,FALSE),VLOOKUP($D773,'DER Output'!$S$18:$W$41,5,FALSE))","v":7.5840560103576066E-2},{"$f":"IF($C773=\"S\",VLOOKUP($D773,'DER Output'!$S$18:$W$41,4,FALSE),VLOOKUP($D773,'DER Output'!$S$18:$W$41,5,FALSE))","v":7.5840560103576066E-2},{"$f":"IFERROR(IF(OR(C773=\"S\",C773=\"D\"),VLOOKUP(B773,'Seasonal Customer Count'!$B:$I,4,FALSE),IF(C773=\"W\",VLOOKUP(B773,'Seasonal Customer Count'!$B:$P,12,FALSE),\"Check\")),0)","v":476},{"$f":"IFERROR(IF(OR(C773=\"S\",C773=\"D\"),VLOOKUP(B773,'Seasonal Customer Count'!$B:$P,5,FALSE),IF(C773=\"W\",VLOOKUP(B773,'Seasonal Customer Count'!$B:$P,13,FALSE),\"Check\")),0)","v":69},{"$f":"IFERROR(IF(OR(C773=\"S\",C773=\"D\"),VLOOKUP(B773,'Seasonal Customer Count'!$B:$P,6,FALSE),IF(C773=\"W\",VLOOKUP(B773,'Seasonal Customer Count'!$B:$P,14,FALSE),\"Check\")),0)","v":70},{"$f":"IFERROR(IF(OR(C773=\"S\",C773=\"D\"),VLOOKUP(B773,'Seasonal Customer Count'!$B:$P,7,FALSE),IF(C773=\"W\",VLOOKUP(B773,'Seasonal Customer Count'!$B:$P,15,FALSE),\"Check\")),0)","v":0},{"$f":"IFERROR(IF(OR(C773=\"S\",C773=\"D\"),VLOOKUP(B773,'Seasonal Customer Count'!$B:$P,8,FALSE),IF(C773=\"W\",VLOOKUP(B773,'Seasonal Customer Count'!$B:$P,16,FALSE),\"Check\")),0)","v":134},{"$f":"Summary!$D$8*(K773*'Average Project Size'!$F$6+L773*'Average Project Size'!$F$7+M773*'Average Project Size'!$F$8+N773*'Average Project Size'!$F$10+O773*'Average Project Size'!$F$9)/1000","v":0.12124733119986482},{"$f":"Summary!$D$8*(K773*F773*'Average Project Size'!$F$6+L773*G773*'Average Project Size'!$F$7+M773*H773*'Average Project Size'!$F$8+N773*I773*'Average Project Size'!$F$10+O773*J773*'Average Project Size'!$F$9)/1000","v":9.1954655092615408E-3}]
[null,{"$f":"'Peak Identification'!B772","v":"OLAA11"},{"$f":"'Peak Identification'!D772","v":"W"},{"$f":"'Peak Identification'!E772","v":18},{"$f":"VLOOKUP($D774,'DER Output'!$S$17:$X$41,6,FALSE)","v":0.16032398020038169},{"$f":"IF($C774=\"S\",VLOOKUP($D774,'DER Output'!$S$18:$W$41,2,FALSE),VLOOKUP($D774,'DER Output'!$S$18:$W$41,3,FALSE))","v":5.535976984247182E-4},{"$f":"IF($C774=\"S\",VLOOKUP($D774,'DER Output'!$S$18:$W$41,4,FALSE),VLOOKUP($D774,'DER Output'!$S$18:$W$41,5,FALSE))","v":5.535976984247182E-4},{"$f":"IF($C774=\"S\",VLOOKUP($D774,'DER Output'!$S$18:$W$41,4,FALSE),VLOOKUP($D774,'DER Output'!$S$18:$W$41,5,FALSE))","v":5.535976984247182E-4},{"$f":"IF($C774=\"S\",VLOOKUP($D774,'DER Output'!$S$18:$W$41,4,FALSE),VLOOKUP($D774,'DER Output'!$S$18:$W$41,5,FALSE))","v":5.535976984247182E-4},{"$f":"IF($C774=\"S\",VLOOKUP($D774,'DER Output'!$S$18:$W$41,4,FALSE),VLOOKUP($D774,'DER Output'!$S$18:$W$41,5,FALSE))","v":5.535976984247182E-4},{"$f":"IFERROR(IF(OR(C774=\"S\",C774=\"D\"),VLOOKUP(B774,'Seasonal Customer Count'!$B:$I,4,FALSE),IF(C774=\"W\",VLOOKUP(B774,'Seasonal Customer Count'!$B:$P,12,FALSE),\"Check\")),0)","v":0},{"$f":"IFERROR(IF(OR(C774=\"S\",C774=\"D\"),VLOOKUP(B774,'Seasonal Customer Count'!$B:$P,5,FALSE),IF(C774=\"W\",VLOOKUP(B774,'Seasonal Customer Count'!$B:$P,13,FALSE),\"Check\")),0)","v":0},{"$f":"IFERROR(IF(OR(C774=\"S\",C774=\"D\"),VLOOKUP(B774,'Seasonal Customer Count'!$B:$P,6,FALSE),IF(C774=\"W\",VLOOKUP(B774,'Seasonal Customer Count'!$B:$P,14,FALSE),\"Check\")),0)","v":0},{"$f":"IFERROR(IF(OR(C774=\"S\",C774=\"D\"),VLOOKUP(B774,'Seasonal Customer Count'!$B:$P,7,FALSE),IF(C774=\"W\",VLOOKUP(B774,'Seasonal Customer Count'!$B:$P,15,FALSE),\"Check\")),0)","v":0},{"$f":"IFERROR(IF(OR(C774=\"S\",C774=\"D\"),VLOOKUP(B774,'Seasonal Customer Count'!$B:$P,8,FALSE),IF(C774=\"W\",VLOOKUP(B774,'Seasonal Customer Count'!$B:$P,16,FALSE),\"Check\")),0)","v":0},{"$f":"Summary!$D$8*(K774*'Average Project Size'!$F$6+L774*'Average Project Size'!$F$7+M774*'Average Project Size'!$F$8+N774*'Average Project Size'!$F$10+O774*'Average Project Size'!$F$9)/1000","v":0},{"$f":"Summary!$D$8*(K774*F774*'Average Project Size'!$F$6+L774*G774*'Average Project Size'!$F$7+M774*H774*'Average Project Size'!$F$8+N774*I774*'Average Project Size'!$F$10+O774*J774*'Average Project Size'!$F$9)/1000","v":0}]
[null,{"$f":"'Peak Identification'!B773","v":"OLAA T-061"},{"$f":"'Peak Identification'!D773","v":"W"},{"$f":"'Peak Identification'!E773","v":18},{"$f":"VLOOKUP($D775,'DER Output'!$S$17:$X$41,6,FALSE)","v":0.16032398020038169},{"$f":"IF($C775=\"S\",VLOOKUP($D775,'DER Output'!$S$18:$W$41,2,FALSE),VLOOKUP($D775,'DER Output'!$S$18:$W$41,3,FALSE))","v":5.535976984247182E-4},{"$f":"IF($C775=\"S\",VLOOKUP($D775,'DER Output'!$S$18:$W$41,4,FALSE),VLOOKUP($D775,'DER Output'!$S$18:$W$41,5,FALSE))","v":5.535976984247182E-4},{"$f":"IF($C775=\"S\",VLOOKUP($D775,'DER Output'!$S$18:$W$41,4,FALSE),VLOOKUP($D775,'DER Output'!$S$18:$W$41,5,FALSE))","v":5.535976984247182E-4},{"$f":"IF($C775=\"S\",VLOOKUP($D775,'DER Output'!$S$18:$W$41,4,FALSE),VLOOKUP($D775,'DER Output'!$S$18:$W$41,5,FALSE))","v":5.535976984247182E-4},{"$f":"IF($C775=\"S\",VLOOKUP($D775,'DER Output'!$S$18:$W$41,4,FALSE),VLOOKUP($D775,'DER Output'!$S$18:$W$41,5,FALSE))","v":5.535976984247182E-4},{"$f":"IFERROR(IF(OR(C775=\"S\",C775=\"D\"),VLOOKUP(B775,'Seasonal Customer Count'!$B:$I,4,FALSE),IF(C775=\"W\",VLOOKUP(B775,'Seasonal Customer Count'!$B:$P,12,FALSE),\"Check\")),0)","v":0},{"$f":"IFERROR(IF(OR(C775=\"S\",C775=\"D\"),VLOOKUP(B775,'Seasonal Customer Count'!$B:$P,5,FALSE),IF(C775=\"W\",VLOOKUP(B775,'Seasonal Customer Count'!$B:$P,13,FALSE),\"Check\")),0)","v":0},{"$f":"IFERROR(IF(OR(C775=\"S\",C775=\"D\"),VLOOKUP(B775,'Seasonal Customer Count'!$B:$P,6,FALSE),IF(C775=\"W\",VLOOKUP(B775,'Seasonal Customer Count'!$B:$P,14,FALSE),\"Check\")),0)","v":0},{"$f":"IFERROR(IF(OR(C775=\"S\",C775=\"D\"),VLOOKUP(B775,'Seasonal Customer Count'!$B:$P,7,FALSE),IF(C775=\"W\",VLOOKUP(B775,'Seasonal Customer Count'!$B:$P,15,FALSE),\"Check\")),0)","v":0},{"$f":"IFERROR(IF(OR(C775=\"S\",C775=\"D\"),VLOOKUP(B775,'Seasonal Customer Count'!$B:$P,8,FALSE),IF(C775=\"W\",VLOOKUP(B775,'Seasonal Customer Count'!$B:$P,16,FALSE),\"Check\")),0)","v":0},{"$f":"Summary!$D$8*(K775*'Average Project Size'!$F$6+L775*'Average Project Size'!$F$7+M775*'Average Project Size'!$F$8+N775*'Average Project Size'!$F$10+O775*'Average Project Size'!$F$9)/1000","v":0},{"$f":"Summary!$D$8*(K775*F775*'Average Project Size'!$F$6+L775*G775*'Average Project Size'!$F$7+M775*H775*'Average Project Size'!$F$8+N775*I775*'Average Project Size'!$F$10+O775*J775*'Average Project Size'!$F$9)/1000","v":0}]
[null,{"$f":"'Peak Identification'!B774","v":"ONTO14"},{"$f":"'Peak Identification'!D774","v":"S"},{"$f":"'Peak Identification'!E774","v":18},{"$f":"VLOOKUP($D776,'DER Output'!$S$17:$X$41,6,FALSE)","v":0.16032398020038169},{"$f":"IF($C776=\"S\",VLOOKUP($D776,'DER Output'!$S$18:$W$41,2,FALSE),VLOOKUP($D776,'DER Output'!$S$18:$W$41,3,FALSE))","v":0.17224423800777711},{"$f":"IF($C776=\"S\",VLOOKUP($D776,'DER Output'!$S$18:$W$41,4,FALSE),VLOOKUP($D776,'DER Output'!$S$18:$W$41,5,FALSE))","v":0.17224423800777711},{"$f":"IF($C776=\"S\",VLOOKUP($D776,'DER Output'!$S$18:$W$41,4,FALSE),VLOOKUP($D776,'DER Output'!$S$18:$W$41,5,FALSE))","v":0.17224423800777711},{"$f":"IF($C776=\"S\",VLOOKUP($D776,'DER Output'!$S$18:$W$41,4,FALSE),VLOOKUP($D776,'DER Output'!$S$18:$W$41,5,FALSE))","v":0.17224423800777711},{"$f":"IF($C776=\"S\",VLOOKUP($D776,'DER Output'!$S$18:$W$41,4,FALSE),VLOOKUP($D776,'DER Output'!$S$18:$W$41,5,FALSE))","v":0.17224423800777711},{"$f":"IFERROR(IF(OR(C776=\"S\",C776=\"D\"),VLOOKUP(B776,'Seasonal Customer Count'!$B:$I,4,FALSE),IF(C776=\"W\",VLOOKUP(B776,'Seasonal Customer Count'!$B:$P,12,FALSE),\"Check\")),0)","v":943},{"$f":"IFERROR(IF(OR(C776=\"S\",C776=\"D\"),VLOOKUP(B776,'Seasonal Customer Count'!$B:$P,5,FALSE),IF(C776=\"W\",VLOOKUP(B776,'Seasonal Customer Count'!$B:$P,13,FALSE),\"Check\")),0)","v":67},{"$f":"IFERROR(IF(OR(C776=\"S\",C776=\"D\"),VLOOKUP(B776,'Seasonal Customer Count'!$B:$P,6,FALSE),IF(C776=\"W\",VLOOKUP(B776,'Seasonal Customer Count'!$B:$P,14,FALSE),\"Check\")),0)","v":50},{"$f":"IFERROR(IF(OR(C776=\"S\",C776=\"D\"),VLOOKUP(B776,'Seasonal Customer Count'!$B:$P,7,FALSE),IF(C776=\"W\",VLOOKUP(B776,'Seasonal Customer Count'!$B:$P,15,FALSE),\"Check\")),0)","v":0},{"$f":"IFERROR(IF(OR(C776=\"S\",C776=\"D\"),VLOOKUP(B776,'Seasonal Customer Count'!$B:$P,8,FALSE),IF(C776=\"W\",VLOOKUP(B776,'Seasonal Customer Count'!$B:$P,16,FALSE),\"Check\")),0)","v":9},{"$f":"Summary!$D$8*(K776*'Average Project Size'!$F$6+L776*'Average Project Size'!$F$7+M776*'Average Project Size'!$F$8+N776*'Average Project Size'!$F$10+O776*'Average Project Size'!$F$9)/1000","v":5.6719407036297756E-2},{"$f":"Summary!$D$8*(K776*F776*'Average Project Size'!$F$6+L776*G776*'Average Project Size'!$F$7+M776*H776*'Average Project Size'!$F$8+N776*I776*'Average Project Size'!$F$10+O776*J776*'Average Project Size'!$F$9)/1000","v":9.7695910452200614E-3}]
[null,{"$f":"'Peak Identification'!B775","v":"ONTO15"},{"$f":"'Peak Identification'!D775","v":"W"},{"$f":"'Peak Identification'!E775","v":15},{"$f":"VLOOKUP($D777,'DER Output'!$S$17:$X$41,6,FALSE)","v":0.24675324675324678},{"$f":"IF($C777=\"S\",VLOOKUP($D777,'DER Output'!$S$18:$W$41,2,FALSE),VLOOKUP($D777,'DER Output'!$S$18:$W$41,3,FALSE))","v":0.1862014198298606},{"$f":"IF($C777=\"S\",VLOOKUP($D777,'DER Output'!$S$18:$W$41,4,FALSE),VLOOKUP($D777,'DER Output'!$S$18:$W$41,5,FALSE))","v":0.1862014198298606},{"$f":"IF($C777=\"S\",VLOOKUP($D777,'DER Output'!$S$18:$W$41,4,FALSE),VLOOKUP($D777,'DER Output'!$S$18:$W$41,5,FALSE))","v":0.1862014198298606},{"$f":"IF($C777=\"S\",VLOOKUP($D777,'DER Output'!$S$18:$W$41,4,FALSE),VLOOKUP($D777,'DER Output'!$S$18:$W$41,5,FALSE))","v":0.1862014198298606},{"$f":"IF($C777=\"S\",VLOOKUP($D777,'DER Output'!$S$18:$W$41,4,FALSE),VLOOKUP($D777,'DER Output'!$S$18:$W$41,5,FALSE))","v":0.1862014198298606},{"$f":"IFERROR(IF(OR(C777=\"S\",C777=\"D\"),VLOOKUP(B777,'Seasonal Customer Count'!$B:$I,4,FALSE),IF(C777=\"W\",VLOOKUP(B777,'Seasonal Customer Count'!$B:$P,12,FALSE),\"Check\")),0)","v":4},{"$f":"IFERROR(IF(OR(C777=\"S\",C777=\"D\"),VLOOKUP(B777,'Seasonal Customer Count'!$B:$P,5,FALSE),IF(C777=\"W\",VLOOKUP(B777,'Seasonal Customer Count'!$B:$P,13,FALSE),\"Check\")),0)","v":18},{"$f":"IFERROR(IF(OR(C777=\"S\",C777=\"D\"),VLOOKUP(B777,'Seasonal Customer Count'!$B:$P,6,FALSE),IF(C777=\"W\",VLOOKUP(B777,'Seasonal Customer Count'!$B:$P,14,FALSE),\"Check\")),0)","v":0},{"$f":"IFERROR(IF(OR(C777=\"S\",C777=\"D\"),VLOOKUP(B777,'Seasonal Customer Count'!$B:$P,7,FALSE),IF(C777=\"W\",VLOOKUP(B777,'Seasonal Customer Count'!$B:$P,15,FALSE),\"Check\")),0)","v":20},{"$f":"IFERROR(IF(OR(C777=\"S\",C777=\"D\"),VLOOKUP(B777,'Seasonal Customer Count'!$B:$P,8,FALSE),IF(C777=\"W\",VLOOKUP(B777,'Seasonal Customer Count'!$B:$P,16,FALSE),\"Check\")),0)","v":0},{"$f":"Summary!$D$8*(K777*'Average Project Size'!$F$6+L777*'Average Project Size'!$F$7+M777*'Average Project Size'!$F$8+N777*'Average Project Size'!$F$10+O777*'Average Project Size'!$F$9)/1000","v":6.0189452473843302E-2},{"$f":"Summary!$D$8*(K777*F777*'Average Project Size'!$F$6+L777*G777*'Average Project Size'!$F$7+M777*H777*'Average Project Size'!$F$8+N777*I777*'Average Project Size'!$F$10+O777*J777*'Average Project Size'!$F$9)/1000","v":1.1207361509411538E-2}]
[null,{"$f":"'Peak Identification'!B776","v":"ONTO18"},{"$f":"'Peak Identification'!D776","v":"W"},{"$f":"'Peak Identification'!E776","v":18},{"$f":"VLOOKUP($D778,'DER Output'!$S$17:$X$41,6,FALSE)","v":0.16032398020038169},{"$f":"IF($C778=\"S\",VLOOKUP($D778,'DER Output'!$S$18:$W$41,2,FALSE),VLOOKUP($D778,'DER Output'!$S$18:$W$41,3,FALSE))","v":5.535976984247182E-4},{"$f":"IF($C778=\"S\",VLOOKUP($D778,'DER Output'!$S$18:$W$41,4,FALSE),VLOOKUP($D778,'DER Output'!$S$18:$W$41,5,FALSE))","v":5.535976984247182E-4},{"$f":"IF($C778=\"S\",VLOOKUP($D778,'DER Output'!$S$18:$W$41,4,FALSE),VLOOKUP($D778,'DER Output'!$S$18:$W$41,5,FALSE))","v":5.535976984247182E-4},{"$f":"IF($C778=\"S\",VLOOKUP($D778,'DER Output'!$S$18:$W$41,4,FALSE),VLOOKUP($D778,'DER Output'!$S$18:$W$41,5,FALSE))","v":5.535976984247182E-4},{"$f":"IF($C778=\"S\",VLOOKUP($D778,'DER Output'!$S$18:$W$41,4,FALSE),VLOOKUP($D778,'DER Output'!$S$18:$W$41,5,FALSE))","v":5.535976984247182E-4},{"$f":"IFERROR(IF(OR(C778=\"S\",C778=\"D\"),VLOOKUP(B778,'Seasonal Customer Count'!$B:$I,4,FALSE),IF(C778=\"W\",VLOOKUP(B778,'Seasonal Customer Count'!$B:$P,12,FALSE),\"Check\")),0)","v":23},{"$f":"IFERROR(IF(OR(C778=\"S\",C778=\"D\"),VLOOKUP(B778,'Seasonal Customer Count'!$B:$P,5,FALSE),IF(C778=\"W\",VLOOKUP(B778,'Seasonal Customer Count'!$B:$P,13,FALSE),\"Check\")),0)","v":40},{"$f":"IFERROR(IF(OR(C778=\"S\",C778=\"D\"),VLOOKUP(B778,'Seasonal Customer Count'!$B:$P,6,FALSE),IF(C778=\"W\",VLOOKUP(B778,'Seasonal Customer Count'!$B:$P,14,FALSE),\"Check\")),0)","v":0},{"$f":"IFERROR(IF(OR(C778=\"S\",C778=\"D\"),VLOOKUP(B778,'Seasonal Customer Count'!$B:$P,7,FALSE),IF(C778=\"W\",VLOOKUP(B778,'Seasonal Customer Count'!$B:$P,15,FALSE),\"Check\")),0)","v":172},{"$f":"IFERROR(IF(OR(C778=\"S\",C778=\"D\"),VLOOKUP(B778,'Seasonal Customer Count'!$B:$P,8,FALSE),IF(C778=\"W\",VLOOKUP(B778,'Seasonal Customer Count'!$B:$P,16,FALSE),\"Check\")),0)","v":0},{"$f":"Summary!$D$8*(K778*'Average Project Size'!$F$6+L778*'Average Project Size'!$F$7+M778*'Average Project Size'!$F$8+N778*'Average Project Size'!$F$10+O778*'Average Project Size'!$F$9)/1000","v":0.50875595791908923},{"$f":"Summary!$D$8*(K778*F778*'Average Project Size'!$F$6+L778*G778*'Average Project Size'!$F$7+M778*H778*'Average Project Size'!$F$8+N778*I778*'Average Project Size'!$F$10+O778*J778*'Average Project Size'!$F$9)/1000","v":2.8164612736387051E-4}]
[null,{"$f":"'Peak Identification'!B777","v":"ONTO19"},{"$f":"'Peak Identification'!D777","v":"W"},{"$f":"'Peak Identification'!E777","v":8},{"$f":"VLOOKUP($D779,'DER Output'!$S$17:$X$41,6,FALSE)","v":0},{"$f":"IF($C779=\"S\",VLOOKUP($D779,'DER Output'!$S$18:$W$41,2,FALSE),VLOOKUP($D779,'DER Output'!$S$18:$W$41,3,FALSE))","v":2.4357194050013426E-2},{"$f":"IF($C779=\"S\",VLOOKUP($D779,'DER Output'!$S$18:$W$41,4,FALSE),VLOOKUP($D779,'DER Output'!$S$18:$W$41,5,FALSE))","v":2.4357194050013426E-2},{"$f":"IF($C779=\"S\",VLOOKUP($D779,'DER Output'!$S$18:$W$41,4,FALSE),VLOOKUP($D779,'DER Output'!$S$18:$W$41,5,FALSE))","v":2.4357194050013426E-2},{"$f":"IF($C779=\"S\",VLOOKUP($D779,'DER Output'!$S$18:$W$41,4,FALSE),VLOOKUP($D779,'DER Output'!$S$18:$W$41,5,FALSE))","v":2.4357194050013426E-2},{"$f":"IF($C779=\"S\",VLOOKUP($D779,'DER Output'!$S$18:$W$41,4,FALSE),VLOOKUP($D779,'DER Output'!$S$18:$W$41,5,FALSE))","v":2.4357194050013426E-2},{"$f":"IFERROR(IF(OR(C779=\"S\",C779=\"D\"),VLOOKUP(B779,'Seasonal Customer Count'!$B:$I,4,FALSE),IF(C779=\"W\",VLOOKUP(B779,'Seasonal Customer Count'!$B:$P,12,FALSE),\"Check\")),0)","v":10},{"$f":"IFERROR(IF(OR(C779=\"S\",C779=\"D\"),VLOOKUP(B779,'Seasonal Customer Count'!$B:$P,5,FALSE),IF(C779=\"W\",VLOOKUP(B779,'Seasonal Customer Count'!$B:$P,13,FALSE),\"Check\")),0)","v":19},{"$f":"IFERROR(IF(OR(C779=\"S\",C779=\"D\"),VLOOKUP(B779,'Seasonal Customer Count'!$B:$P,6,FALSE),IF(C779=\"W\",VLOOKUP(B779,'Seasonal Customer Count'!$B:$P,14,FALSE),\"Check\")),0)","v":0},{"$f":"IFERROR(IF(OR(C779=\"S\",C779=\"D\"),VLOOKUP(B779,'Seasonal Customer Count'!$B:$P,7,FALSE),IF(C779=\"W\",VLOOKUP(B779,'Seasonal Customer Count'!$B:$P,15,FALSE),\"Check\")),0)","v":67},{"$f":"IFERROR(IF(OR(C779=\"S\",C779=\"D\"),VLOOKUP(B779,'Seasonal Customer Count'!$B:$P,8,FALSE),IF(C779=\"W\",VLOOKUP(B779,'Seasonal Customer Count'!$B:$P,16,FALSE),\"Check\")),0)","v":0},{"$f":"Summary!$D$8*(K779*'Average Project Size'!$F$6+L779*'Average Project Size'!$F$7+M779*'Average Project Size'!$F$8+N779*'Average Project Size'!$F$10+O779*'Average Project Size'!$F$9)/1000","v":0.19847030164535448},{"$f":"Summary!$D$8*(K779*F779*'Average Project Size'!$F$6+L779*G779*'Average Project Size'!$F$7+M779*H779*'Average Project Size'!$F$8+N779*I779*'Average Project Size'!$F$10+O779*J779*'Average Project Size'!$F$9)/1000","v":4.8341796503405992E-3}]
[null,{"$f":"'Peak Identification'!B778","v":"ONTO20"},{"$f":"'Peak Identification'!D778","v":"S"},{"$f":"'Peak Identification'!E778","v":15},{"$f":"VLOOKUP($D780,'DER Output'!$S$17:$X$41,6,FALSE)","v":0.24675324675324678},{"$f":"IF($C780=\"S\",VLOOKUP($D780,'DER Output'!$S$18:$W$41,2,FALSE),VLOOKUP($D780,'DER Output'!$S$18:$W$41,3,FALSE))","v":0.57498529407079435},{"$f":"IF($C780=\"S\",VLOOKUP($D780,'DER Output'!$S$18:$W$41,4,FALSE),VLOOKUP($D780,'DER Output'!$S$18:$W$41,5,FALSE))","v":0.57498529407079435},{"$f":"IF($C780=\"S\",VLOOKUP($D780,'DER Output'!$S$18:$W$41,4,FALSE),VLOOKUP($D780,'DER Output'!$S$18:$W$41,5,FALSE))","v":0.57498529407079435},{"$f":"IF($C780=\"S\",VLOOKUP($D780,'DER Output'!$S$18:$W$41,4,FALSE),VLOOKUP($D780,'DER Output'!$S$18:$W$41,5,FALSE))","v":0.57498529407079435},{"$f":"IF($C780=\"S\",VLOOKUP($D780,'DER Output'!$S$18:$W$41,4,FALSE),VLOOKUP($D780,'DER Output'!$S$18:$W$41,5,FALSE))","v":0.57498529407079435},{"$f":"IFERROR(IF(OR(C780=\"S\",C780=\"D\"),VLOOKUP(B780,'Seasonal Customer Count'!$B:$I,4,FALSE),IF(C780=\"W\",VLOOKUP(B780,'Seasonal Customer Count'!$B:$P,12,FALSE),\"Check\")),0)","v":533},{"$f":"IFERROR(IF(OR(C780=\"S\",C780=\"D\"),VLOOKUP(B780,'Seasonal Customer Count'!$B:$P,5,FALSE),IF(C780=\"W\",VLOOKUP(B780,'Seasonal Customer Count'!$B:$P,13,FALSE),\"Check\")),0)","v":64},{"$f":"IFERROR(IF(OR(C780=\"S\",C780=\"D\"),VLOOKUP(B780,'Seasonal Customer Count'!$B:$P,6,FALSE),IF(C780=\"W\",VLOOKUP(B780,'Seasonal Customer Count'!$B:$P,14,FALSE),\"Check\")),0)","v":33},{"$f":"IFERROR(IF(OR(C780=\"S\",C780=\"D\"),VLOOKUP(B780,'Seasonal Customer Count'!$B:$P,7,FALSE),IF(C780=\"W\",VLOOKUP(B780,'Seasonal Customer Count'!$B:$P,15,FALSE),\"Check\")),0)","v":2},{"$f":"IFERROR(IF(OR(C780=\"S\",C780=\"D\"),VLOOKUP(B780,'Seasonal Customer Count'!$B:$P,8,FALSE),IF(C780=\"W\",VLOOKUP(B780,'Seasonal Customer Count'!$B:$P,16,FALSE),\"Check\")),0)","v":0},{"$f":"Summary!$D$8*(K780*'Average Project Size'!$F$6+L780*'Average Project Size'!$F$7+M780*'Average Project Size'!$F$8+N780*'Average Project Size'!$F$10+O780*'Average Project Size'!$F$9)/1000","v":3.742599839104746E-2},{"$f":"Summary!$D$8*(K780*F780*'Average Project Size'!$F$6+L780*G780*'Average Project Size'!$F$7+M780*H780*'Average Project Size'!$F$8+N780*I780*'Average Project Size'!$F$10+O780*J780*'Average Project Size'!$F$9)/1000","v":2.1519398690769496E-2}]
[null,{"$f":"'Peak Identification'!B779","v":"ONTO23"},{"$f":"'Peak Identification'!D779","v":"W"},{"$f":"'Peak Identification'!E779","v":18},{"$f":"VLOOKUP($D781,'DER Output'!$S$17:$X$41,6,FALSE)","v":0.16032398020038169},{"$f":"IF($C781=\"S\",VLOOKUP($D781,'DER Output'!$S$18:$W$41,2,FALSE),VLOOKUP($D781,'DER Output'!$S$18:$W$41,3,FALSE))","v":5.535976984247182E-4},{"$f":"IF($C781=\"S\",VLOOKUP($D781,'DER Output'!$S$18:$W$41,4,FALSE),VLOOKUP($D781,'DER Output'!$S$18:$W$41,5,FALSE))","v":5.535976984247182E-4},{"$f":"IF($C781=\"S\",VLOOKUP($D781,'DER Output'!$S$18:$W$41,4,FALSE),VLOOKUP($D781,'DER Output'!$S$18:$W$41,5,FALSE))","v":5.535976984247182E-4},{"$f":"IF($C781=\"S\",VLOOKUP($D781,'DER Output'!$S$18:$W$41,4,FALSE),VLOOKUP($D781,'DER Output'!$S$18:$W$41,5,FALSE))","v":5.535976984247182E-4},{"$f":"IF($C781=\"S\",VLOOKUP($D781,'DER Output'!$S$18:$W$41,4,FALSE),VLOOKUP($D781,'DER Output'!$S$18:$W$41,5,FALSE))","v":5.535976984247182E-4},{"$f":"IFERROR(IF(OR(C781=\"S\",C781=\"D\"),VLOOKUP(B781,'Seasonal Customer Count'!$B:$I,4,FALSE),IF(C781=\"W\",VLOOKUP(B781,'Seasonal Customer Count'!$B:$P,12,FALSE),\"Check\")),0)","v":19},{"$f":"IFERROR(IF(OR(C781=\"S\",C781=\"D\"),VLOOKUP(B781,'Seasonal Customer Count'!$B:$P,5,FALSE),IF(C781=\"W\",VLOOKUP(B781,'Seasonal Customer Count'!$B:$P,13,FALSE),\"Check\")),0)","v":38},{"$f":"IFERROR(IF(OR(C781=\"S\",C781=\"D\"),VLOOKUP(B781,'Seasonal Customer Count'!$B:$P,6,FALSE),IF(C781=\"W\",VLOOKUP(B781,'Seasonal Customer Count'!$B:$P,14,FALSE),\"Check\")),0)","v":0},{"$f":"IFERROR(IF(OR(C781=\"S\",C781=\"D\"),VLOOKUP(B781,'Seasonal Customer Count'!$B:$P,7,FALSE),IF(C781=\"W\",VLOOKUP(B781,'Seasonal Customer Count'!$B:$P,15,FALSE),\"Check\")),0)","v":118},{"$f":"IFERROR(IF(OR(C781=\"S\",C781=\"D\"),VLOOKUP(B781,'Seasonal Customer Count'!$B:$P,8,FALSE),IF(C781=\"W\",VLOOKUP(B781,'Seasonal Customer Count'!$B:$P,16,FALSE),\"Check\")),0)","v":0},{"$f":"Summary!$D$8*(K781*'Average Project Size'!$F$6+L781*'Average Project Size'!$F$7+M781*'Average Project Size'!$F$8+N781*'Average Project Size'!$F$10+O781*'Average Project Size'!$F$9)/1000","v":0.34993267954095408},{"$f":"Summary!$D$8*(K781*F781*'Average Project Size'!$F$6+L781*G781*'Average Project Size'!$F$7+M781*H781*'Average Project Size'!$F$8+N781*I781*'Average Project Size'!$F$10+O781*J781*'Average Project Size'!$F$9)/1000","v":1.9372192599746669E-4}]
[null,{"$f":"'Peak Identification'!B780","v":"ONTO24"},{"$f":"'Peak Identification'!D780","v":"W"},{"$f":"'Peak Identification'!E780","v":6},{"$f":"VLOOKUP($D782,'DER Output'!$S$17:$X$41,6,FALSE)","v":0},{"$f":"IF($C782=\"S\",VLOOKUP($D782,'DER Output'!$S$18:$W$41,2,FALSE),VLOOKUP($D782,'DER Output'!$S$18:$W$41,3,FALSE))","v":1.8461665586466574E-4},{"$f":"IF($C782=\"S\",VLOOKUP($D782,'DER Output'!$S$18:$W$41,4,FALSE),VLOOKUP($D782,'DER Output'!$S$18:$W$41,5,FALSE))","v":1.8461665586466574E-4},{"$f":"IF($C782=\"S\",VLOOKUP($D782,'DER Output'!$S$18:$W$41,4,FALSE),VLOOKUP($D782,'DER Output'!$S$18:$W$41,5,FALSE))","v":1.8461665586466574E-4},{"$f":"IF($C782=\"S\",VLOOKUP($D782,'DER Output'!$S$18:$W$41,4,FALSE),VLOOKUP($D782,'DER Output'!$S$18:$W$41,5,FALSE))","v":1.8461665586466574E-4},{"$f":"IF($C782=\"S\",VLOOKUP($D782,'DER Output'!$S$18:$W$41,4,FALSE),VLOOKUP($D782,'DER Output'!$S$18:$W$41,5,FALSE))","v":1.8461665586466574E-4},{"$f":"IFERROR(IF(OR(C782=\"S\",C782=\"D\"),VLOOKUP(B782,'Seasonal Customer Count'!$B:$I,4,FALSE),IF(C782=\"W\",VLOOKUP(B782,'Seasonal Customer Count'!$B:$P,12,FALSE),\"Check\")),0)","v":9},{"$f":"IFERROR(IF(OR(C782=\"S\",C782=\"D\"),VLOOKUP(B782,'Seasonal Customer Count'!$B:$P,5,FALSE),IF(C782=\"W\",VLOOKUP(B782,'Seasonal Customer Count'!$B:$P,13,FALSE),\"Check\")),0)","v":20},{"$f":"IFERROR(IF(OR(C782=\"S\",C782=\"D\"),VLOOKUP(B782,'Seasonal Customer Count'!$B:$P,6,FALSE),IF(C782=\"W\",VLOOKUP(B782,'Seasonal Customer Count'!$B:$P,14,FALSE),\"Check\")),0)","v":0},{"$f":"IFERROR(IF(OR(C782=\"S\",C782=\"D\"),VLOOKUP(B782,'Seasonal Customer Count'!$B:$P,7,FALSE),IF(C782=\"W\",VLOOKUP(B782,'Seasonal Customer Count'!$B:$P,15,FALSE),\"Check\")),0)","v":45},{"$f":"IFERROR(IF(OR(C782=\"S\",C782=\"D\"),VLOOKUP(B782,'Seasonal Customer Count'!$B:$P,8,FALSE),IF(C782=\"W\",VLOOKUP(B782,'Seasonal Customer Count'!$B:$P,16,FALSE),\"Check\")),0)","v":0},{"$f":"Summary!$D$8*(K782*'Average Project Size'!$F$6+L782*'Average Project Size'!$F$7+M782*'Average Project Size'!$F$8+N782*'Average Project Size'!$F$10+O782*'Average Project Size'!$F$9)/1000","v":0.13392265856205335},{"$f":"Summary!$D$8*(K782*F782*'Average Project Size'!$F$6+L782*G782*'Average Project Size'!$F$7+M782*H782*'Average Project Size'!$F$8+N782*I782*'Average Project Size'!$F$10+O782*J782*'Average Project Size'!$F$9)/1000","v":2.4724353368231732E-5}]
[null,{"$f":"'Peak Identification'!B781","v":"ONTO25"},{"$f":"'Peak Identification'!D781","v":"S"},{"$f":"'Peak Identification'!E781","v":13},{"$f":"VLOOKUP($D783,'DER Output'!$S$17:$X$41,6,FALSE)","v":0.3680214036441018},{"$f":"IF($C783=\"S\",VLOOKUP($D783,'DER Output'!$S$18:$W$41,2,FALSE),VLOOKUP($D783,'DER Output'!$S$18:$W$41,3,FALSE))","v":0.68995601564450493},{"$f":"IF($C783=\"S\",VLOOKUP($D783,'DER Output'!$S$18:$W$41,4,FALSE),VLOOKUP($D783,'DER Output'!$S$18:$W$41,5,FALSE))","v":0.68995601564450493},{"$f":"IF($C783=\"S\",VLOOKUP($D783,'DER Output'!$S$18:$W$41,4,FALSE),VLOOKUP($D783,'DER Output'!$S$18:$W$41,5,FALSE))","v":0.68995601564450493},{"$f":"IF($C783=\"S\",VLOOKUP($D783,'DER Output'!$S$18:$W$41,4,FALSE),VLOOKUP($D783,'DER Output'!$S$18:$W$41,5,FALSE))","v":0.68995601564450493},{"$f":"IF($C783=\"S\",VLOOKUP($D783,'DER Output'!$S$18:$W$41,4,FALSE),VLOOKUP($D783,'DER Output'!$S$18:$W$41,5,FALSE))","v":0.68995601564450493},{"$f":"IFERROR(IF(OR(C783=\"S\",C783=\"D\"),VLOOKUP(B783,'Seasonal Customer Count'!$B:$I,4,FALSE),IF(C783=\"W\",VLOOKUP(B783,'Seasonal Customer Count'!$B:$P,12,FALSE),\"Check\")),0)","v":141},{"$f":"IFERROR(IF(OR(C783=\"S\",C783=\"D\"),VLOOKUP(B783,'Seasonal Customer Count'!$B:$P,5,FALSE),IF(C783=\"W\",VLOOKUP(B783,'Seasonal Customer Count'!$B:$P,13,FALSE),\"Check\")),0)","v":68},{"$f":"IFERROR(IF(OR(C783=\"S\",C783=\"D\"),VLOOKUP(B783,'Seasonal Customer Count'!$B:$P,6,FALSE),IF(C783=\"W\",VLOOKUP(B783,'Seasonal Customer Count'!$B:$P,14,FALSE),\"Check\")),0)","v":40},{"$f":"IFERROR(IF(OR(C783=\"S\",C783=\"D\"),VLOOKUP(B783,'Seasonal Customer Count'!$B:$P,7,FALSE),IF(C783=\"W\",VLOOKUP(B783,'Seasonal Customer Count'!$B:$P,15,FALSE),\"Check\")),0)","v":1},{"$f":"IFERROR(IF(OR(C783=\"S\",C783=\"D\"),VLOOKUP(B783,'Seasonal Customer Count'!$B:$P,8,FALSE),IF(C783=\"W\",VLOOKUP(B783,'Seasonal Customer Count'!$B:$P,16,FALSE),\"Check\")),0)","v":0},{"$f":"Summary!$D$8*(K783*'Average Project Size'!$F$6+L783*'Average Project Size'!$F$7+M783*'Average Project Size'!$F$8+N783*'Average Project Size'!$F$10+O783*'Average Project Size'!$F$9)/1000","v":2.0406780096252155E-2},{"$f":"Summary!$D$8*(K783*F783*'Average Project Size'!$F$6+L783*G783*'Average Project Size'!$F$7+M783*H783*'Average Project Size'!$F$8+N783*I783*'Average Project Size'!$F$10+O783*J783*'Average Project Size'!$F$9)/1000","v":1.4079780687343727E-2}]
[null,{"$f":"'Peak Identification'!B782","v":"ONTO T-131"},{"$f":"'Peak Identification'!D782","v":"S"},{"$f":"'Peak Identification'!E782","v":19},{"$f":"VLOOKUP($D784,'DER Output'!$S$17:$X$41,6,FALSE)","v":0.11066797934994306},{"$f":"IF($C784=\"S\",VLOOKUP($D784,'DER Output'!$S$18:$W$41,2,FALSE),VLOOKUP($D784,'DER Output'!$S$18:$W$41,3,FALSE))","v":7.5840560103576066E-2},{"$f":"IF($C784=\"S\",VLOOKUP($D784,'DER Output'!$S$18:$W$41,4,FALSE),VLOOKUP($D784,'DER Output'!$S$18:$W$41,5,FALSE))","v":7.5840560103576066E-2},{"$f":"IF($C784=\"S\",VLOOKUP($D784,'DER Output'!$S$18:$W$41,4,FALSE),VLOOKUP($D784,'DER Output'!$S$18:$W$41,5,FALSE))","v":7.5840560103576066E-2},{"$f":"IF($C784=\"S\",VLOOKUP($D784,'DER Output'!$S$18:$W$41,4,FALSE),VLOOKUP($D784,'DER Output'!$S$18:$W$41,5,FALSE))","v":7.5840560103576066E-2},{"$f":"IF($C784=\"S\",VLOOKUP($D784,'DER Output'!$S$18:$W$41,4,FALSE),VLOOKUP($D784,'DER Output'!$S$18:$W$41,5,FALSE))","v":7.5840560103576066E-2},{"$f":"IFERROR(IF(OR(C784=\"S\",C784=\"D\"),VLOOKUP(B784,'Seasonal Customer Count'!$B:$I,4,FALSE),IF(C784=\"W\",VLOOKUP(B784,'Seasonal Customer Count'!$B:$P,12,FALSE),\"Check\")),0)","v":0},{"$f":"IFERROR(IF(OR(C784=\"S\",C784=\"D\"),VLOOKUP(B784,'Seasonal Customer Count'!$B:$P,5,FALSE),IF(C784=\"W\",VLOOKUP(B784,'Seasonal Customer Count'!$B:$P,13,FALSE),\"Check\")),0)","v":0},{"$f":"IFERROR(IF(OR(C784=\"S\",C784=\"D\"),VLOOKUP(B784,'Seasonal Customer Count'!$B:$P,6,FALSE),IF(C784=\"W\",VLOOKUP(B784,'Seasonal Customer Count'!$B:$P,14,FALSE),\"Check\")),0)","v":0},{"$f":"IFERROR(IF(OR(C784=\"S\",C784=\"D\"),VLOOKUP(B784,'Seasonal Customer Count'!$B:$P,7,FALSE),IF(C784=\"W\",VLOOKUP(B784,'Seasonal Customer Count'!$B:$P,15,FALSE),\"Check\")),0)","v":0},{"$f":"IFERROR(IF(OR(C784=\"S\",C784=\"D\"),VLOOKUP(B784,'Seasonal Customer Count'!$B:$P,8,FALSE),IF(C784=\"W\",VLOOKUP(B784,'Seasonal Customer Count'!$B:$P,16,FALSE),\"Check\")),0)","v":0},{"$f":"Summary!$D$8*(K784*'Average Project Size'!$F$6+L784*'Average Project Size'!$F$7+M784*'Average Project Size'!$F$8+N784*'Average Project Size'!$F$10+O784*'Average Project Size'!$F$9)/1000","v":0},{"$f":"Summary!$D$8*(K784*F784*'Average Project Size'!$F$6+L784*G784*'Average Project Size'!$F$7+M784*H784*'Average Project Size'!$F$8+N784*I784*'Average Project Size'!$F$10+O784*J784*'Average Project Size'!$F$9)/1000","v":0}]
[null,{"$f":"'Peak Identification'!B783","v":"ONTO T-132"},{"$f":"'Peak Identification'!D783","v":"S"},{"$f":"'Peak Identification'!E783","v":19},{"$f":"VLOOKUP($D785,'DER Output'!$S$17:$X$41,6,FALSE)","v":0.11066797934994306},{"$f":"IF($C785=\"S\",VLOOKUP($D785,'DER Output'!$S$18:$W$41,2,FALSE),VLOOKUP($D785,'DER Output'!$S$18:$W$41,3,FALSE))","v":7.5840560103576066E-2},{"$f":"IF($C785=\"S\",VLOOKUP($D785,'DER Output'!$S$18:$W$41,4,FALSE),VLOOKUP($D785,'DER Output'!$S$18:$W$41,5,FALSE))","v":7.5840560103576066E-2},{"$f":"IF($C785=\"S\",VLOOKUP($D785,'DER Output'!$S$18:$W$41,4,FALSE),VLOOKUP($D785,'DER Output'!$S$18:$W$41,5,FALSE))","v":7.5840560103576066E-2},{"$f":"IF($C785=\"S\",VLOOKUP($D785,'DER Output'!$S$18:$W$41,4,FALSE),VLOOKUP($D785,'DER Output'!$S$18:$W$41,5,FALSE))","v":7.5840560103576066E-2},{"$f":"IF($C785=\"S\",VLOOKUP($D785,'DER Output'!$S$18:$W$41,4,FALSE),VLOOKUP($D785,'DER Output'!$S$18:$W$41,5,FALSE))","v":7.5840560103576066E-2},{"$f":"IFERROR(IF(OR(C785=\"S\",C785=\"D\"),VLOOKUP(B785,'Seasonal Customer Count'!$B:$I,4,FALSE),IF(C785=\"W\",VLOOKUP(B785,'Seasonal Customer Count'!$B:$P,12,FALSE),\"Check\")),0)","v":0},{"$f":"IFERROR(IF(OR(C785=\"S\",C785=\"D\"),VLOOKUP(B785,'Seasonal Customer Count'!$B:$P,5,FALSE),IF(C785=\"W\",VLOOKUP(B785,'Seasonal Customer Count'!$B:$P,13,FALSE),\"Check\")),0)","v":0},{"$f":"IFERROR(IF(OR(C785=\"S\",C785=\"D\"),VLOOKUP(B785,'Seasonal Customer Count'!$B:$P,6,FALSE),IF(C785=\"W\",VLOOKUP(B785,'Seasonal Customer Count'!$B:$P,14,FALSE),\"Check\")),0)","v":0},{"$f":"IFERROR(IF(OR(C785=\"S\",C785=\"D\"),VLOOKUP(B785,'Seasonal Customer Count'!$B:$P,7,FALSE),IF(C785=\"W\",VLOOKUP(B785,'Seasonal Customer Count'!$B:$P,15,FALSE),\"Check\")),0)","v":0},{"$f":"IFERROR(IF(OR(C785=\"S\",C785=\"D\"),VLOOKUP(B785,'Seasonal Customer Count'!$B:$P,8,FALSE),IF(C785=\"W\",VLOOKUP(B785,'Seasonal Customer Count'!$B:$P,16,FALSE),\"Check\")),0)","v":0},{"$f":"Summary!$D$8*(K785*'Average Project Size'!$F$6+L785*'Average Project Size'!$F$7+M785*'Average Project Size'!$F$8+N785*'Average Project Size'!$F$10+O785*'Average Project Size'!$F$9)/1000","v":0},{"$f":"Summary!$D$8*(K785*F785*'Average Project Size'!$F$6+L785*G785*'Average Project Size'!$F$7+M785*H785*'Average Project Size'!$F$8+N785*I785*'Average Project Size'!$F$10+O785*J785*'Average Project Size'!$F$9)/1000","v":0}]
[null,{"$f":"'Peak Identification'!B784","v":"ONTO T-133"},{"$f":"'Peak Identification'!D784","v":"S"},{"$f":"'Peak Identification'!E784","v":19},{"$f":"VLOOKUP($D786,'DER Output'!$S$17:$X$41,6,FALSE)","v":0.11066797934994306},{"$f":"IF($C786=\"S\",VLOOKUP($D786,'DER Output'!$S$18:$W$41,2,FALSE),VLOOKUP($D786,'DER Output'!$S$18:$W$41,3,FALSE))","v":7.5840560103576066E-2},{"$f":"IF($C786=\"S\",VLOOKUP($D786,'DER Output'!$S$18:$W$41,4,FALSE),VLOOKUP($D786,'DER Output'!$S$18:$W$41,5,FALSE))","v":7.5840560103576066E-2},{"$f":"IF($C786=\"S\",VLOOKUP($D786,'DER Output'!$S$18:$W$41,4,FALSE),VLOOKUP($D786,'DER Output'!$S$18:$W$41,5,FALSE))","v":7.5840560103576066E-2},{"$f":"IF($C786=\"S\",VLOOKUP($D786,'DER Output'!$S$18:$W$41,4,FALSE),VLOOKUP($D786,'DER Output'!$S$18:$W$41,5,FALSE))","v":7.5840560103576066E-2},{"$f":"IF($C786=\"S\",VLOOKUP($D786,'DER Output'!$S$18:$W$41,4,FALSE),VLOOKUP($D786,'DER Output'!$S$18:$W$41,5,FALSE))","v":7.5840560103576066E-2},{"$f":"IFERROR(IF(OR(C786=\"S\",C786=\"D\"),VLOOKUP(B786,'Seasonal Customer Count'!$B:$I,4,FALSE),IF(C786=\"W\",VLOOKUP(B786,'Seasonal Customer Count'!$B:$P,12,FALSE),\"Check\")),0)","v":0},{"$f":"IFERROR(IF(OR(C786=\"S\",C786=\"D\"),VLOOKUP(B786,'Seasonal Customer Count'!$B:$P,5,FALSE),IF(C786=\"W\",VLOOKUP(B786,'Seasonal Customer Count'!$B:$P,13,FALSE),\"Check\")),0)","v":0},{"$f":"IFERROR(IF(OR(C786=\"S\",C786=\"D\"),VLOOKUP(B786,'Seasonal Customer Count'!$B:$P,6,FALSE),IF(C786=\"W\",VLOOKUP(B786,'Seasonal Customer Count'!$B:$P,14,FALSE),\"Check\")),0)","v":0},{"$f":"IFERROR(IF(OR(C786=\"S\",C786=\"D\"),VLOOKUP(B786,'Seasonal Customer Count'!$B:$P,7,FALSE),IF(C786=\"W\",VLOOKUP(B786,'Seasonal Customer Count'!$B:$P,15,FALSE),\"Check\")),0)","v":0},{"$f":"IFERROR(IF(OR(C786=\"S\",C786=\"D\"),VLOOKUP(B786,'Seasonal Customer Count'!$B:$P,8,FALSE),IF(C786=\"W\",VLOOKUP(B786,'Seasonal Customer Count'!$B:$P,16,FALSE),\"Check\")),0)","v":0},{"$f":"Summary!$D$8*(K786*'Average Project Size'!$F$6+L786*'Average Project Size'!$F$7+M786*'Average Project Size'!$F$8+N786*'Average Project Size'!$F$10+O786*'Average Project Size'!$F$9)/1000","v":0},{"$f":"Summary!$D$8*(K786*F786*'Average Project Size'!$F$6+L786*G786*'Average Project Size'!$F$7+M786*H786*'Average Project Size'!$F$8+N786*I786*'Average Project Size'!$F$10+O786*J786*'Average Project Size'!$F$9)/1000","v":0}]
[null,{"$f":"'Peak Identification'!B785","v":"ONTO T-134"},{"$f":"'Peak Identification'!D785","v":"W"},{"$f":"'Peak Identification'!E785","v":8},{"$f":"VLOOKUP($D787,'DER Output'!$S$17:$X$41,6,FALSE)","v":0},{"$f":"IF($C787=\"S\",VLOOKUP($D787,'DER Output'!$S$18:$W$41,2,FALSE),VLOOKUP($D787,'DER Output'!$S$18:$W$41,3,FALSE))","v":2.4357194050013426E-2},{"$f":"IF($C787=\"S\",VLOOKUP($D787,'DER Output'!$S$18:$W$41,4,FALSE),VLOOKUP($D787,'DER Output'!$S$18:$W$41,5,FALSE))","v":2.4357194050013426E-2},{"$f":"IF($C787=\"S\",VLOOKUP($D787,'DER Output'!$S$18:$W$41,4,FALSE),VLOOKUP($D787,'DER Output'!$S$18:$W$41,5,FALSE))","v":2.4357194050013426E-2},{"$f":"IF($C787=\"S\",VLOOKUP($D787,'DER Output'!$S$18:$W$41,4,FALSE),VLOOKUP($D787,'DER Output'!$S$18:$W$41,5,FALSE))","v":2.4357194050013426E-2},{"$f":"IF($C787=\"S\",VLOOKUP($D787,'DER Output'!$S$18:$W$41,4,FALSE),VLOOKUP($D787,'DER Output'!$S$18:$W$41,5,FALSE))","v":2.4357194050013426E-2},{"$f":"IFERROR(IF(OR(C787=\"S\",C787=\"D\"),VLOOKUP(B787,'Seasonal Customer Count'!$B:$I,4,FALSE),IF(C787=\"W\",VLOOKUP(B787,'Seasonal Customer Count'!$B:$P,12,FALSE),\"Check\")),0)","v":88},{"$f":"IFERROR(IF(OR(C787=\"S\",C787=\"D\"),VLOOKUP(B787,'Seasonal Customer Count'!$B:$P,5,FALSE),IF(C787=\"W\",VLOOKUP(B787,'Seasonal Customer Count'!$B:$P,13,FALSE),\"Check\")),0)","v":120},{"$f":"IFERROR(IF(OR(C787=\"S\",C787=\"D\"),VLOOKUP(B787,'Seasonal Customer Count'!$B:$P,6,FALSE),IF(C787=\"W\",VLOOKUP(B787,'Seasonal Customer Count'!$B:$P,14,FALSE),\"Check\")),0)","v":2},{"$f":"IFERROR(IF(OR(C787=\"S\",C787=\"D\"),VLOOKUP(B787,'Seasonal Customer Count'!$B:$P,7,FALSE),IF(C787=\"W\",VLOOKUP(B787,'Seasonal Customer Count'!$B:$P,15,FALSE),\"Check\")),0)","v":37},{"$f":"IFERROR(IF(OR(C787=\"S\",C787=\"D\"),VLOOKUP(B787,'Seasonal Customer Count'!$B:$P,8,FALSE),IF(C787=\"W\",VLOOKUP(B787,'Seasonal Customer Count'!$B:$P,16,FALSE),\"Check\")),0)","v":0},{"$f":"Summary!$D$8*(K787*'Average Project Size'!$F$6+L787*'Average Project Size'!$F$7+M787*'Average Project Size'!$F$8+N787*'Average Project Size'!$F$10+O787*'Average Project Size'!$F$9)/1000","v":0.12125725919893102},{"$f":"Summary!$D$8*(K787*F787*'Average Project Size'!$F$6+L787*G787*'Average Project Size'!$F$7+M787*H787*'Average Project Size'!$F$8+N787*I787*'Average Project Size'!$F$10+O787*J787*'Average Project Size'!$F$9)/1000","v":2.9534865922811377E-3}]
[null,{"$f":"'Peak Identification'!B786","v":"ONTO T-135"},{"$f":"'Peak Identification'!D786","v":"S"},{"$f":"'Peak Identification'!E786","v":17},{"$f":"VLOOKUP($D788,'DER Output'!$S$17:$X$41,6,FALSE)","v":0.19174838710475617},{"$f":"IF($C788=\"S\",VLOOKUP($D788,'DER Output'!$S$18:$W$41,2,FALSE),VLOOKUP($D788,'DER Output'!$S$18:$W$41,3,FALSE))","v":0.30300399777640191},{"$f":"IF($C788=\"S\",VLOOKUP($D788,'DER Output'!$S$18:$W$41,4,FALSE),VLOOKUP($D788,'DER Output'!$S$18:$W$41,5,FALSE))","v":0.30300399777640191},{"$f":"IF($C788=\"S\",VLOOKUP($D788,'DER Output'!$S$18:$W$41,4,FALSE),VLOOKUP($D788,'DER Output'!$S$18:$W$41,5,FALSE))","v":0.30300399777640191},{"$f":"IF($C788=\"S\",VLOOKUP($D788,'DER Output'!$S$18:$W$41,4,FALSE),VLOOKUP($D788,'DER Output'!$S$18:$W$41,5,FALSE))","v":0.30300399777640191},{"$f":"IF($C788=\"S\",VLOOKUP($D788,'DER Output'!$S$18:$W$41,4,FALSE),VLOOKUP($D788,'DER Output'!$S$18:$W$41,5,FALSE))","v":0.30300399777640191},{"$f":"IFERROR(IF(OR(C788=\"S\",C788=\"D\"),VLOOKUP(B788,'Seasonal Customer Count'!$B:$I,4,FALSE),IF(C788=\"W\",VLOOKUP(B788,'Seasonal Customer Count'!$B:$P,12,FALSE),\"Check\")),0)","v":2496},{"$f":"IFERROR(IF(OR(C788=\"S\",C788=\"D\"),VLOOKUP(B788,'Seasonal Customer Count'!$B:$P,5,FALSE),IF(C788=\"W\",VLOOKUP(B788,'Seasonal Customer Count'!$B:$P,13,FALSE),\"Check\")),0)","v":253},{"$f":"IFERROR(IF(OR(C788=\"S\",C788=\"D\"),VLOOKUP(B788,'Seasonal Customer Count'!$B:$P,6,FALSE),IF(C788=\"W\",VLOOKUP(B788,'Seasonal Customer Count'!$B:$P,14,FALSE),\"Check\")),0)","v":154},{"$f":"IFERROR(IF(OR(C788=\"S\",C788=\"D\"),VLOOKUP(B788,'Seasonal Customer Count'!$B:$P,7,FALSE),IF(C788=\"W\",VLOOKUP(B788,'Seasonal Customer Count'!$B:$P,15,FALSE),\"Check\")),0)","v":1},{"$f":"IFERROR(IF(OR(C788=\"S\",C788=\"D\"),VLOOKUP(B788,'Seasonal Customer Count'!$B:$P,8,FALSE),IF(C788=\"W\",VLOOKUP(B788,'Seasonal Customer Count'!$B:$P,16,FALSE),\"Check\")),0)","v":32},{"$f":"Summary!$D$8*(K788*'Average Project Size'!$F$6+L788*'Average Project Size'!$F$7+M788*'Average Project Size'!$F$8+N788*'Average Project Size'!$F$10+O788*'Average Project Size'!$F$9)/1000","v":0.16753996316680736},{"$f":"Summary!$D$8*(K788*F788*'Average Project Size'!$F$6+L788*G788*'Average Project Size'!$F$7+M788*H788*'Average Project Size'!$F$8+N788*I788*'Average Project Size'!$F$10+O788*J788*'Average Project Size'!$F$9)/1000","v":5.0765278626853753E-2}]
[null,{"$f":"'Peak Identification'!B787","v":"PAET11"},{"$f":"'Peak Identification'!D787","v":"S"},{"$f":"'Peak Identification'!E787","v":16},{"$f":"VLOOKUP($D789,'DER Output'!$S$17:$X$41,6,FALSE)","v":0.22644022312513051},{"$f":"IF($C789=\"S\",VLOOKUP($D789,'DER Output'!$S$18:$W$41,2,FALSE),VLOOKUP($D789,'DER Output'!$S$18:$W$41,3,FALSE))","v":0.44781407722569133},{"$f":"IF($C789=\"S\",VLOOKUP($D789,'DER Output'!$S$18:$W$41,4,FALSE),VLOOKUP($D789,'DER Output'!$S$18:$W$41,5,FALSE))","v":0.44781407722569133},{"$f":"IF($C789=\"S\",VLOOKUP($D789,'DER Output'!$S$18:$W$41,4,FALSE),VLOOKUP($D789,'DER Output'!$S$18:$W$41,5,FALSE))","v":0.44781407722569133},{"$f":"IF($C789=\"S\",VLOOKUP($D789,'DER Output'!$S$18:$W$41,4,FALSE),VLOOKUP($D789,'DER Output'!$S$18:$W$41,5,FALSE))","v":0.44781407722569133},{"$f":"IF($C789=\"S\",VLOOKUP($D789,'DER Output'!$S$18:$W$41,4,FALSE),VLOOKUP($D789,'DER Output'!$S$18:$W$41,5,FALSE))","v":0.44781407722569133},{"$f":"IFERROR(IF(OR(C789=\"S\",C789=\"D\"),VLOOKUP(B789,'Seasonal Customer Count'!$B:$I,4,FALSE),IF(C789=\"W\",VLOOKUP(B789,'Seasonal Customer Count'!$B:$P,12,FALSE),\"Check\")),0)","v":168},{"$f":"IFERROR(IF(OR(C789=\"S\",C789=\"D\"),VLOOKUP(B789,'Seasonal Customer Count'!$B:$P,5,FALSE),IF(C789=\"W\",VLOOKUP(B789,'Seasonal Customer Count'!$B:$P,13,FALSE),\"Check\")),0)","v":57},{"$f":"IFERROR(IF(OR(C789=\"S\",C789=\"D\"),VLOOKUP(B789,'Seasonal Customer Count'!$B:$P,6,FALSE),IF(C789=\"W\",VLOOKUP(B789,'Seasonal Customer Count'!$B:$P,14,FALSE),\"Check\")),0)","v":77},{"$f":"IFERROR(IF(OR(C789=\"S\",C789=\"D\"),VLOOKUP(B789,'Seasonal Customer Count'!$B:$P,7,FALSE),IF(C789=\"W\",VLOOKUP(B789,'Seasonal Customer Count'!$B:$P,15,FALSE),\"Check\")),0)","v":1},{"$f":"IFERROR(IF(OR(C789=\"S\",C789=\"D\"),VLOOKUP(B789,'Seasonal Customer Count'!$B:$P,8,FALSE),IF(C789=\"W\",VLOOKUP(B789,'Seasonal Customer Count'!$B:$P,16,FALSE),\"Check\")),0)","v":4},{"$f":"Summary!$D$8*(K789*'Average Project Size'!$F$6+L789*'Average Project Size'!$F$7+M789*'Average Project Size'!$F$8+N789*'Average Project Size'!$F$10+O789*'Average Project Size'!$F$9)/1000","v":2.9580617641792838E-2},{"$f":"Summary!$D$8*(K789*F789*'Average Project Size'!$F$6+L789*G789*'Average Project Size'!$F$7+M789*H789*'Average Project Size'!$F$8+N789*I789*'Average Project Size'!$F$10+O789*J789*'Average Project Size'!$F$9)/1000","v":1.3246616993025468E-2}]
[null,{"$f":"'Peak Identification'!B788","v":"PAET12"},{"$f":"'Peak Identification'!D788","v":"S"},{"$f":"'Peak Identification'!E788","v":16},{"$f":"VLOOKUP($D790,'DER Output'!$S$17:$X$41,6,FALSE)","v":0.22644022312513051},{"$f":"IF($C790=\"S\",VLOOKUP($D790,'DER Output'!$S$18:$W$41,2,FALSE),VLOOKUP($D790,'DER Output'!$S$18:$W$41,3,FALSE))","v":0.44781407722569133},{"$f":"IF($C790=\"S\",VLOOKUP($D790,'DER Output'!$S$18:$W$41,4,FALSE),VLOOKUP($D790,'DER Output'!$S$18:$W$41,5,FALSE))","v":0.44781407722569133},{"$f":"IF($C790=\"S\",VLOOKUP($D790,'DER Output'!$S$18:$W$41,4,FALSE),VLOOKUP($D790,'DER Output'!$S$18:$W$41,5,FALSE))","v":0.44781407722569133},{"$f":"IF($C790=\"S\",VLOOKUP($D790,'DER Output'!$S$18:$W$41,4,FALSE),VLOOKUP($D790,'DER Output'!$S$18:$W$41,5,FALSE))","v":0.44781407722569133},{"$f":"IF($C790=\"S\",VLOOKUP($D790,'DER Output'!$S$18:$W$41,4,FALSE),VLOOKUP($D790,'DER Output'!$S$18:$W$41,5,FALSE))","v":0.44781407722569133},{"$f":"IFERROR(IF(OR(C790=\"S\",C790=\"D\"),VLOOKUP(B790,'Seasonal Customer Count'!$B:$I,4,FALSE),IF(C790=\"W\",VLOOKUP(B790,'Seasonal Customer Count'!$B:$P,12,FALSE),\"Check\")),0)","v":653},{"$f":"IFERROR(IF(OR(C790=\"S\",C790=\"D\"),VLOOKUP(B790,'Seasonal Customer Count'!$B:$P,5,FALSE),IF(C790=\"W\",VLOOKUP(B790,'Seasonal Customer Count'!$B:$P,13,FALSE),\"Check\")),0)","v":67},{"$f":"IFERROR(IF(OR(C790=\"S\",C790=\"D\"),VLOOKUP(B790,'Seasonal Customer Count'!$B:$P,6,FALSE),IF(C790=\"W\",VLOOKUP(B790,'Seasonal Customer Count'!$B:$P,14,FALSE),\"Check\")),0)","v":67},{"$f":"IFERROR(IF(OR(C790=\"S\",C790=\"D\"),VLOOKUP(B790,'Seasonal Customer Count'!$B:$P,7,FALSE),IF(C790=\"W\",VLOOKUP(B790,'Seasonal Customer Count'!$B:$P,15,FALSE),\"Check\")),0)","v":1},{"$f":"IFERROR(IF(OR(C790=\"S\",C790=\"D\"),VLOOKUP(B790,'Seasonal Customer Count'!$B:$P,8,FALSE),IF(C790=\"W\",VLOOKUP(B790,'Seasonal Customer Count'!$B:$P,16,FALSE),\"Check\")),0)","v":78},{"$f":"Summary!$D$8*(K790*'Average Project Size'!$F$6+L790*'Average Project Size'!$F$7+M790*'Average Project Size'!$F$8+N790*'Average Project Size'!$F$10+O790*'Average Project Size'!$F$9)/1000","v":9.4937872282397709E-2},{"$f":"Summary!$D$8*(K790*F790*'Average Project Size'!$F$6+L790*G790*'Average Project Size'!$F$7+M790*H790*'Average Project Size'!$F$8+N790*I790*'Average Project Size'!$F$10+O790*J790*'Average Project Size'!$F$9)/1000","v":4.2514515669912468E-2}]
[null,{"$f":"'Peak Identification'!B789","v":"PAET13"},{"$f":"'Peak Identification'!D789","v":"W"},{"$f":"'Peak Identification'!E789","v":7},{"$f":"VLOOKUP($D791,'DER Output'!$S$17:$X$41,6,FALSE)","v":0},{"$f":"IF($C791=\"S\",VLOOKUP($D791,'DER Output'!$S$18:$W$41,2,FALSE),VLOOKUP($D791,'DER Output'!$S$18:$W$41,3,FALSE))","v":1.6354374218706029E-3},{"$f":"IF($C791=\"S\",VLOOKUP($D791,'DER Output'!$S$18:$W$41,4,FALSE),VLOOKUP($D791,'DER Output'!$S$18:$W$41,5,FALSE))","v":1.6354374218706029E-3},{"$f":"IF($C791=\"S\",VLOOKUP($D791,'DER Output'!$S$18:$W$41,4,FALSE),VLOOKUP($D791,'DER Output'!$S$18:$W$41,5,FALSE))","v":1.6354374218706029E-3},{"$f":"IF($C791=\"S\",VLOOKUP($D791,'DER Output'!$S$18:$W$41,4,FALSE),VLOOKUP($D791,'DER Output'!$S$18:$W$41,5,FALSE))","v":1.6354374218706029E-3},{"$f":"IF($C791=\"S\",VLOOKUP($D791,'DER Output'!$S$18:$W$41,4,FALSE),VLOOKUP($D791,'DER Output'!$S$18:$W$41,5,FALSE))","v":1.6354374218706029E-3},{"$f":"IFERROR(IF(OR(C791=\"S\",C791=\"D\"),VLOOKUP(B791,'Seasonal Customer Count'!$B:$I,4,FALSE),IF(C791=\"W\",VLOOKUP(B791,'Seasonal Customer Count'!$B:$P,12,FALSE),\"Check\")),0)","v":140},{"$f":"IFERROR(IF(OR(C791=\"S\",C791=\"D\"),VLOOKUP(B791,'Seasonal Customer Count'!$B:$P,5,FALSE),IF(C791=\"W\",VLOOKUP(B791,'Seasonal Customer Count'!$B:$P,13,FALSE),\"Check\")),0)","v":222},{"$f":"IFERROR(IF(OR(C791=\"S\",C791=\"D\"),VLOOKUP(B791,'Seasonal Customer Count'!$B:$P,6,FALSE),IF(C791=\"W\",VLOOKUP(B791,'Seasonal Customer Count'!$B:$P,14,FALSE),\"Check\")),0)","v":8},{"$f":"IFERROR(IF(OR(C791=\"S\",C791=\"D\"),VLOOKUP(B791,'Seasonal Customer Count'!$B:$P,7,FALSE),IF(C791=\"W\",VLOOKUP(B791,'Seasonal Customer Count'!$B:$P,15,FALSE),\"Check\")),0)","v":16},{"$f":"IFERROR(IF(OR(C791=\"S\",C791=\"D\"),VLOOKUP(B791,'Seasonal Customer Count'!$B:$P,8,FALSE),IF(C791=\"W\",VLOOKUP(B791,'Seasonal Customer Count'!$B:$P,16,FALSE),\"Check\")),0)","v":0},{"$f":"Summary!$D$8*(K791*'Average Project Size'!$F$6+L791*'Average Project Size'!$F$7+M791*'Average Project Size'!$F$8+N791*'Average Project Size'!$F$10+O791*'Average Project Size'!$F$9)/1000","v":7.0191661456662016E-2},{"$f":"Summary!$D$8*(K791*F791*'Average Project Size'!$F$6+L791*G791*'Average Project Size'!$F$7+M791*H791*'Average Project Size'!$F$8+N791*I791*'Average Project Size'!$F$10+O791*J791*'Average Project Size'!$F$9)/1000","v":1.147940698494975E-4}]
[null,{"$f":"'Peak Identification'!B790","v":"PAET14"},{"$f":"'Peak Identification'!D790","v":"W"},{"$f":"'Peak Identification'!E790","v":7},{"$f":"VLOOKUP($D792,'DER Output'!$S$17:$X$41,6,FALSE)","v":0},{"$f":"IF($C792=\"S\",VLOOKUP($D792,'DER Output'!$S$18:$W$41,2,FALSE),VLOOKUP($D792,'DER Output'!$S$18:$W$41,3,FALSE))","v":1.6354374218706029E-3},{"$f":"IF($C792=\"S\",VLOOKUP($D792,'DER Output'!$S$18:$W$41,4,FALSE),VLOOKUP($D792,'DER Output'!$S$18:$W$41,5,FALSE))","v":1.6354374218706029E-3},{"$f":"IF($C792=\"S\",VLOOKUP($D792,'DER Output'!$S$18:$W$41,4,FALSE),VLOOKUP($D792,'DER Output'!$S$18:$W$41,5,FALSE))","v":1.6354374218706029E-3},{"$f":"IF($C792=\"S\",VLOOKUP($D792,'DER Output'!$S$18:$W$41,4,FALSE),VLOOKUP($D792,'DER Output'!$S$18:$W$41,5,FALSE))","v":1.6354374218706029E-3},{"$f":"IF($C792=\"S\",VLOOKUP($D792,'DER Output'!$S$18:$W$41,4,FALSE),VLOOKUP($D792,'DER Output'!$S$18:$W$41,5,FALSE))","v":1.6354374218706029E-3},{"$f":"IFERROR(IF(OR(C792=\"S\",C792=\"D\"),VLOOKUP(B792,'Seasonal Customer Count'!$B:$I,4,FALSE),IF(C792=\"W\",VLOOKUP(B792,'Seasonal Customer Count'!$B:$P,12,FALSE),\"Check\")),0)","v":20},{"$f":"IFERROR(IF(OR(C792=\"S\",C792=\"D\"),VLOOKUP(B792,'Seasonal Customer Count'!$B:$P,5,FALSE),IF(C792=\"W\",VLOOKUP(B792,'Seasonal Customer Count'!$B:$P,13,FALSE),\"Check\")),0)","v":21},{"$f":"IFERROR(IF(OR(C792=\"S\",C792=\"D\"),VLOOKUP(B792,'Seasonal Customer Count'!$B:$P,6,FALSE),IF(C792=\"W\",VLOOKUP(B792,'Seasonal Customer Count'!$B:$P,14,FALSE),\"Check\")),0)","v":2},{"$f":"IFERROR(IF(OR(C792=\"S\",C792=\"D\"),VLOOKUP(B792,'Seasonal Customer Count'!$B:$P,7,FALSE),IF(C792=\"W\",VLOOKUP(B792,'Seasonal Customer Count'!$B:$P,15,FALSE),\"Check\")),0)","v":12},{"$f":"IFERROR(IF(OR(C792=\"S\",C792=\"D\"),VLOOKUP(B792,'Seasonal Customer Count'!$B:$P,8,FALSE),IF(C792=\"W\",VLOOKUP(B792,'Seasonal Customer Count'!$B:$P,16,FALSE),\"Check\")),0)","v":0},{"$f":"Summary!$D$8*(K792*'Average Project Size'!$F$6+L792*'Average Project Size'!$F$7+M792*'Average Project Size'!$F$8+N792*'Average Project Size'!$F$10+O792*'Average Project Size'!$F$9)/1000","v":3.7905328072451214E-2},{"$f":"Summary!$D$8*(K792*F792*'Average Project Size'!$F$6+L792*G792*'Average Project Size'!$F$7+M792*H792*'Average Project Size'!$F$8+N792*I792*'Average Project Size'!$F$10+O792*J792*'Average Project Size'!$F$9)/1000","v":6.1991792017968987E-5}]
[null,{"$f":"'Peak Identification'!B791","v":"PAET T-131"},{"$f":"'Peak Identification'!D791","v":"W"},{"$f":"'Peak Identification'!E791","v":8},{"$f":"VLOOKUP($D793,'DER Output'!$S$17:$X$41,6,FALSE)","v":0},{"$f":"IF($C793=\"S\",VLOOKUP($D793,'DER Output'!$S$18:$W$41,2,FALSE),VLOOKUP($D793,'DER Output'!$S$18:$W$41,3,FALSE))","v":2.4357194050013426E-2},{"$f":"IF($C793=\"S\",VLOOKUP($D793,'DER Output'!$S$18:$W$41,4,FALSE),VLOOKUP($D793,'DER Output'!$S$18:$W$41,5,FALSE))","v":2.4357194050013426E-2},{"$f":"IF($C793=\"S\",VLOOKUP($D793,'DER Output'!$S$18:$W$41,4,FALSE),VLOOKUP($D793,'DER Output'!$S$18:$W$41,5,FALSE))","v":2.4357194050013426E-2},{"$f":"IF($C793=\"S\",VLOOKUP($D793,'DER Output'!$S$18:$W$41,4,FALSE),VLOOKUP($D793,'DER Output'!$S$18:$W$41,5,FALSE))","v":2.4357194050013426E-2},{"$f":"IF($C793=\"S\",VLOOKUP($D793,'DER Output'!$S$18:$W$41,4,FALSE),VLOOKUP($D793,'DER Output'!$S$18:$W$41,5,FALSE))","v":2.4357194050013426E-2},{"$f":"IFERROR(IF(OR(C793=\"S\",C793=\"D\"),VLOOKUP(B793,'Seasonal Customer Count'!$B:$I,4,FALSE),IF(C793=\"W\",VLOOKUP(B793,'Seasonal Customer Count'!$B:$P,12,FALSE),\"Check\")),0)","v":80},{"$f":"IFERROR(IF(OR(C793=\"S\",C793=\"D\"),VLOOKUP(B793,'Seasonal Customer Count'!$B:$P,5,FALSE),IF(C793=\"W\",VLOOKUP(B793,'Seasonal Customer Count'!$B:$P,13,FALSE),\"Check\")),0)","v":133},{"$f":"IFERROR(IF(OR(C793=\"S\",C793=\"D\"),VLOOKUP(B793,'Seasonal Customer Count'!$B:$P,6,FALSE),IF(C793=\"W\",VLOOKUP(B793,'Seasonal Customer Count'!$B:$P,14,FALSE),\"Check\")),0)","v":3},{"$f":"IFERROR(IF(OR(C793=\"S\",C793=\"D\"),VLOOKUP(B793,'Seasonal Customer Count'!$B:$P,7,FALSE),IF(C793=\"W\",VLOOKUP(B793,'Seasonal Customer Count'!$B:$P,15,FALSE),\"Check\")),0)","v":4},{"$f":"IFERROR(IF(OR(C793=\"S\",C793=\"D\"),VLOOKUP(B793,'Seasonal Customer Count'!$B:$P,8,FALSE),IF(C793=\"W\",VLOOKUP(B793,'Seasonal Customer Count'!$B:$P,16,FALSE),\"Check\")),0)","v":0},{"$f":"Summary!$D$8*(K793*'Average Project Size'!$F$6+L793*'Average Project Size'!$F$7+M793*'Average Project Size'!$F$8+N793*'Average Project Size'!$F$10+O793*'Average Project Size'!$F$9)/1000","v":2.5192907505158707E-2},{"$f":"Summary!$D$8*(K793*F793*'Average Project Size'!$F$6+L793*G793*'Average Project Size'!$F$7+M793*H793*'Average Project Size'!$F$8+N793*I793*'Average Project Size'!$F$10+O793*J793*'Average Project Size'!$F$9)/1000","v":6.1362853678719029E-4}]
[null,{"$f":"'Peak Identification'!B792","v":"PAUL41"},{"$f":"'Peak Identification'!D792","v":"S"},{"$f":"'Peak Identification'!E792","v":13},{"$f":"VLOOKUP($D794,'DER Output'!$S$17:$X$41,6,FALSE)","v":0.3680214036441018},{"$f":"IF($C794=\"S\",VLOOKUP($D794,'DER Output'!$S$18:$W$41,2,FALSE),VLOOKUP($D794,'DER Output'!$S$18:$W$41,3,FALSE))","v":0.68995601564450493},{"$f":"IF($C794=\"S\",VLOOKUP($D794,'DER Output'!$S$18:$W$41,4,FALSE),VLOOKUP($D794,'DER Output'!$S$18:$W$41,5,FALSE))","v":0.68995601564450493},{"$f":"IF($C794=\"S\",VLOOKUP($D794,'DER Output'!$S$18:$W$41,4,FALSE),VLOOKUP($D794,'DER Output'!$S$18:$W$41,5,FALSE))","v":0.68995601564450493},{"$f":"IF($C794=\"S\",VLOOKUP($D794,'DER Output'!$S$18:$W$41,4,FALSE),VLOOKUP($D794,'DER Output'!$S$18:$W$41,5,FALSE))","v":0.68995601564450493},{"$f":"IF($C794=\"S\",VLOOKUP($D794,'DER Output'!$S$18:$W$41,4,FALSE),VLOOKUP($D794,'DER Output'!$S$18:$W$41,5,FALSE))","v":0.68995601564450493},{"$f":"IFERROR(IF(OR(C794=\"S\",C794=\"D\"),VLOOKUP(B794,'Seasonal Customer Count'!$B:$I,4,FALSE),IF(C794=\"W\",VLOOKUP(B794,'Seasonal Customer Count'!$B:$P,12,FALSE),\"Check\")),0)","v":107},{"$f":"IFERROR(IF(OR(C794=\"S\",C794=\"D\"),VLOOKUP(B794,'Seasonal Customer Count'!$B:$P,5,FALSE),IF(C794=\"W\",VLOOKUP(B794,'Seasonal Customer Count'!$B:$P,13,FALSE),\"Check\")),0)","v":11},{"$f":"IFERROR(IF(OR(C794=\"S\",C794=\"D\"),VLOOKUP(B794,'Seasonal Customer Count'!$B:$P,6,FALSE),IF(C794=\"W\",VLOOKUP(B794,'Seasonal Customer Count'!$B:$P,14,FALSE),\"Check\")),0)","v":29},{"$f":"IFERROR(IF(OR(C794=\"S\",C794=\"D\"),VLOOKUP(B794,'Seasonal Customer Count'!$B:$P,7,FALSE),IF(C794=\"W\",VLOOKUP(B794,'Seasonal Customer Count'!$B:$P,15,FALSE),\"Check\")),0)","v":0},{"$f":"IFERROR(IF(OR(C794=\"S\",C794=\"D\"),VLOOKUP(B794,'Seasonal Customer Count'!$B:$P,8,FALSE),IF(C794=\"W\",VLOOKUP(B794,'Seasonal Customer Count'!$B:$P,16,FALSE),\"Check\")),0)","v":141},{"$f":"Summary!$D$8*(K794*'Average Project Size'!$F$6+L794*'Average Project Size'!$F$7+M794*'Average Project Size'!$F$8+N794*'Average Project Size'!$F$10+O794*'Average Project Size'!$F$9)/1000","v":9.9727346707938994E-2},{"$f":"Summary!$D$8*(K794*F794*'Average Project Size'!$F$6+L794*G794*'Average Project Size'!$F$7+M794*H794*'Average Project Size'!$F$8+N794*I794*'Average Project Size'!$F$10+O794*J794*'Average Project Size'!$F$9)/1000","v":6.8807482785407728E-2}]
[null,{"$f":"'Peak Identification'!B793","v":"PAUL42"},{"$f":"'Peak Identification'!D793","v":"S"},{"$f":"'Peak Identification'!E793","v":20},{"$f":"VLOOKUP($D795,'DER Output'!$S$17:$X$41,6,FALSE)","v":2.7072953014838841E-3},{"$f":"IF($C795=\"S\",VLOOKUP($D795,'DER Output'!$S$18:$W$41,2,FALSE),VLOOKUP($D795,'DER Output'!$S$18:$W$41,3,FALSE))","v":2.0294966704587497E-2},{"$f":"IF($C795=\"S\",VLOOKUP($D795,'DER Output'!$S$18:$W$41,4,FALSE),VLOOKUP($D795,'DER Output'!$S$18:$W$41,5,FALSE))","v":2.0294966704587497E-2},{"$f":"IF($C795=\"S\",VLOOKUP($D795,'DER Output'!$S$18:$W$41,4,FALSE),VLOOKUP($D795,'DER Output'!$S$18:$W$41,5,FALSE))","v":2.0294966704587497E-2},{"$f":"IF($C795=\"S\",VLOOKUP($D795,'DER Output'!$S$18:$W$41,4,FALSE),VLOOKUP($D795,'DER Output'!$S$18:$W$41,5,FALSE))","v":2.0294966704587497E-2},{"$f":"IF($C795=\"S\",VLOOKUP($D795,'DER Output'!$S$18:$W$41,4,FALSE),VLOOKUP($D795,'DER Output'!$S$18:$W$41,5,FALSE))","v":2.0294966704587497E-2},{"$f":"IFERROR(IF(OR(C795=\"S\",C795=\"D\"),VLOOKUP(B795,'Seasonal Customer Count'!$B:$I,4,FALSE),IF(C795=\"W\",VLOOKUP(B795,'Seasonal Customer Count'!$B:$P,12,FALSE),\"Check\")),0)","v":50},{"$f":"IFERROR(IF(OR(C795=\"S\",C795=\"D\"),VLOOKUP(B795,'Seasonal Customer Count'!$B:$P,5,FALSE),IF(C795=\"W\",VLOOKUP(B795,'Seasonal Customer Count'!$B:$P,13,FALSE),\"Check\")),0)","v":14},{"$f":"IFERROR(IF(OR(C795=\"S\",C795=\"D\"),VLOOKUP(B795,'Seasonal Customer Count'!$B:$P,6,FALSE),IF(C795=\"W\",VLOOKUP(B795,'Seasonal Customer Count'!$B:$P,14,FALSE),\"Check\")),0)","v":23},{"$f":"IFERROR(IF(OR(C795=\"S\",C795=\"D\"),VLOOKUP(B795,'Seasonal Customer Count'!$B:$P,7,FALSE),IF(C795=\"W\",VLOOKUP(B795,'Seasonal Customer Count'!$B:$P,15,FALSE),\"Check\")),0)","v":0},{"$f":"IFERROR(IF(OR(C795=\"S\",C795=\"D\"),VLOOKUP(B795,'Seasonal Customer Count'!$B:$P,8,FALSE),IF(C795=\"W\",VLOOKUP(B795,'Seasonal Customer Count'!$B:$P,16,FALSE),\"Check\")),0)","v":82},{"$f":"Summary!$D$8*(K795*'Average Project Size'!$F$6+L795*'Average Project Size'!$F$7+M795*'Average Project Size'!$F$8+N795*'Average Project Size'!$F$10+O795*'Average Project Size'!$F$9)/1000","v":5.9124189420836443E-2},{"$f":"Summary!$D$8*(K795*F795*'Average Project Size'!$F$6+L795*G795*'Average Project Size'!$F$7+M795*H795*'Average Project Size'!$F$8+N795*I795*'Average Project Size'!$F$10+O795*J795*'Average Project Size'!$F$9)/1000","v":1.1999234557315999E-3}]
[null,{"$f":"'Peak Identification'!B794","v":"PAUL43"},{"$f":"'Peak Identification'!D794","v":"S"},{"$f":"'Peak Identification'!E794","v":14},{"$f":"VLOOKUP($D796,'DER Output'!$S$17:$X$41,6,FALSE)","v":0.26694349499860076},{"$f":"IF($C796=\"S\",VLOOKUP($D796,'DER Output'!$S$18:$W$41,2,FALSE),VLOOKUP($D796,'DER Output'!$S$18:$W$41,3,FALSE))","v":0.65426593965075153},{"$f":"IF($C796=\"S\",VLOOKUP($D796,'DER Output'!$S$18:$W$41,4,FALSE),VLOOKUP($D796,'DER Output'!$S$18:$W$41,5,FALSE))","v":0.65426593965075153},{"$f":"IF($C796=\"S\",VLOOKUP($D796,'DER Output'!$S$18:$W$41,4,FALSE),VLOOKUP($D796,'DER Output'!$S$18:$W$41,5,FALSE))","v":0.65426593965075153},{"$f":"IF($C796=\"S\",VLOOKUP($D796,'DER Output'!$S$18:$W$41,4,FALSE),VLOOKUP($D796,'DER Output'!$S$18:$W$41,5,FALSE))","v":0.65426593965075153},{"$f":"IF($C796=\"S\",VLOOKUP($D796,'DER Output'!$S$18:$W$41,4,FALSE),VLOOKUP($D796,'DER Output'!$S$18:$W$41,5,FALSE))","v":0.65426593965075153},{"$f":"IFERROR(IF(OR(C796=\"S\",C796=\"D\"),VLOOKUP(B796,'Seasonal Customer Count'!$B:$I,4,FALSE),IF(C796=\"W\",VLOOKUP(B796,'Seasonal Customer Count'!$B:$P,12,FALSE),\"Check\")),0)","v":52},{"$f":"IFERROR(IF(OR(C796=\"S\",C796=\"D\"),VLOOKUP(B796,'Seasonal Customer Count'!$B:$P,5,FALSE),IF(C796=\"W\",VLOOKUP(B796,'Seasonal Customer Count'!$B:$P,13,FALSE),\"Check\")),0)","v":9},{"$f":"IFERROR(IF(OR(C796=\"S\",C796=\"D\"),VLOOKUP(B796,'Seasonal Customer Count'!$B:$P,6,FALSE),IF(C796=\"W\",VLOOKUP(B796,'Seasonal Customer Count'!$B:$P,14,FALSE),\"Check\")),0)","v":3},{"$f":"IFERROR(IF(OR(C796=\"S\",C796=\"D\"),VLOOKUP(B796,'Seasonal Customer Count'!$B:$P,7,FALSE),IF(C796=\"W\",VLOOKUP(B796,'Seasonal Customer Count'!$B:$P,15,FALSE),\"Check\")),0)","v":0},{"$f":"IFERROR(IF(OR(C796=\"S\",C796=\"D\"),VLOOKUP(B796,'Seasonal Customer Count'!$B:$P,8,FALSE),IF(C796=\"W\",VLOOKUP(B796,'Seasonal Customer Count'!$B:$P,16,FALSE),\"Check\")),0)","v":47},{"$f":"Summary!$D$8*(K796*'Average Project Size'!$F$6+L796*'Average Project Size'!$F$7+M796*'Average Project Size'!$F$8+N796*'Average Project Size'!$F$10+O796*'Average Project Size'!$F$9)/1000","v":3.3136288115372024E-2},{"$f":"Summary!$D$8*(K796*F796*'Average Project Size'!$F$6+L796*G796*'Average Project Size'!$F$7+M796*H796*'Average Project Size'!$F$8+N796*I796*'Average Project Size'!$F$10+O796*J796*'Average Project Size'!$F$9)/1000","v":2.1679944680341911E-2}]
[null,{"$f":"'Peak Identification'!B795","v":"PAUL44"},{"$f":"'Peak Identification'!D795","v":"S"},{"$f":"'Peak Identification'!E795","v":12},{"$f":"VLOOKUP($D797,'DER Output'!$S$17:$X$41,6,FALSE)","v":0},{"$f":"IF($C797=\"S\",VLOOKUP($D797,'DER Output'!$S$18:$W$41,2,FALSE),VLOOKUP($D797,'DER Output'!$S$18:$W$41,3,FALSE))","v":0.68105753758026133},{"$f":"IF($C797=\"S\",VLOOKUP($D797,'DER Output'!$S$18:$W$41,4,FALSE),VLOOKUP($D797,'DER Output'!$S$18:$W$41,5,FALSE))","v":0.68105753758026133},{"$f":"IF($C797=\"S\",VLOOKUP($D797,'DER Output'!$S$18:$W$41,4,FALSE),VLOOKUP($D797,'DER Output'!$S$18:$W$41,5,FALSE))","v":0.68105753758026133},{"$f":"IF($C797=\"S\",VLOOKUP($D797,'DER Output'!$S$18:$W$41,4,FALSE),VLOOKUP($D797,'DER Output'!$S$18:$W$41,5,FALSE))","v":0.68105753758026133},{"$f":"IF($C797=\"S\",VLOOKUP($D797,'DER Output'!$S$18:$W$41,4,FALSE),VLOOKUP($D797,'DER Output'!$S$18:$W$41,5,FALSE))","v":0.68105753758026133},{"$f":"IFERROR(IF(OR(C797=\"S\",C797=\"D\"),VLOOKUP(B797,'Seasonal Customer Count'!$B:$I,4,FALSE),IF(C797=\"W\",VLOOKUP(B797,'Seasonal Customer Count'!$B:$P,12,FALSE),\"Check\")),0)","v":25},{"$f":"IFERROR(IF(OR(C797=\"S\",C797=\"D\"),VLOOKUP(B797,'Seasonal Customer Count'!$B:$P,5,FALSE),IF(C797=\"W\",VLOOKUP(B797,'Seasonal Customer Count'!$B:$P,13,FALSE),\"Check\")),0)","v":5},{"$f":"IFERROR(IF(OR(C797=\"S\",C797=\"D\"),VLOOKUP(B797,'Seasonal Customer Count'!$B:$P,6,FALSE),IF(C797=\"W\",VLOOKUP(B797,'Seasonal Customer Count'!$B:$P,14,FALSE),\"Check\")),0)","v":17},{"$f":"IFERROR(IF(OR(C797=\"S\",C797=\"D\"),VLOOKUP(B797,'Seasonal Customer Count'!$B:$P,7,FALSE),IF(C797=\"W\",VLOOKUP(B797,'Seasonal Customer Count'!$B:$P,15,FALSE),\"Check\")),0)","v":0},{"$f":"IFERROR(IF(OR(C797=\"S\",C797=\"D\"),VLOOKUP(B797,'Seasonal Customer Count'!$B:$P,8,FALSE),IF(C797=\"W\",VLOOKUP(B797,'Seasonal Customer Count'!$B:$P,16,FALSE),\"Check\")),0)","v":50},{"$f":"Summary!$D$8*(K797*'Average Project Size'!$F$6+L797*'Average Project Size'!$F$7+M797*'Average Project Size'!$F$8+N797*'Average Project Size'!$F$10+O797*'Average Project Size'!$F$9)/1000","v":3.6085565140391775E-2},{"$f":"Summary!$D$8*(K797*F797*'Average Project Size'!$F$6+L797*G797*'Average Project Size'!$F$7+M797*H797*'Average Project Size'!$F$8+N797*I797*'Average Project Size'!$F$10+O797*J797*'Average Project Size'!$F$9)/1000","v":2.4576346136707342E-2}]
[null,{"$f":"'Peak Identification'!B796","v":"PAUL T-131"},{"$f":"'Peak Identification'!D796","v":"S"},{"$f":"'Peak Identification'!E796","v":19},{"$f":"VLOOKUP($D798,'DER Output'!$S$17:$X$41,6,FALSE)","v":0.11066797934994306},{"$f":"IF($C798=\"S\",VLOOKUP($D798,'DER Output'!$S$18:$W$41,2,FALSE),VLOOKUP($D798,'DER Output'!$S$18:$W$41,3,FALSE))","v":7.5840560103576066E-2},{"$f":"IF($C798=\"S\",VLOOKUP($D798,'DER Output'!$S$18:$W$41,4,FALSE),VLOOKUP($D798,'DER Output'!$S$18:$W$41,5,FALSE))","v":7.5840560103576066E-2},{"$f":"IF($C798=\"S\",VLOOKUP($D798,'DER Output'!$S$18:$W$41,4,FALSE),VLOOKUP($D798,'DER Output'!$S$18:$W$41,5,FALSE))","v":7.5840560103576066E-2},{"$f":"IF($C798=\"S\",VLOOKUP($D798,'DER Output'!$S$18:$W$41,4,FALSE),VLOOKUP($D798,'DER Output'!$S$18:$W$41,5,FALSE))","v":7.5840560103576066E-2},{"$f":"IF($C798=\"S\",VLOOKUP($D798,'DER Output'!$S$18:$W$41,4,FALSE),VLOOKUP($D798,'DER Output'!$S$18:$W$41,5,FALSE))","v":7.5840560103576066E-2},{"$f":"IFERROR(IF(OR(C798=\"S\",C798=\"D\"),VLOOKUP(B798,'Seasonal Customer Count'!$B:$I,4,FALSE),IF(C798=\"W\",VLOOKUP(B798,'Seasonal Customer Count'!$B:$P,12,FALSE),\"Check\")),0)","v":132},{"$f":"IFERROR(IF(OR(C798=\"S\",C798=\"D\"),VLOOKUP(B798,'Seasonal Customer Count'!$B:$P,5,FALSE),IF(C798=\"W\",VLOOKUP(B798,'Seasonal Customer Count'!$B:$P,13,FALSE),\"Check\")),0)","v":16},{"$f":"IFERROR(IF(OR(C798=\"S\",C798=\"D\"),VLOOKUP(B798,'Seasonal Customer Count'!$B:$P,6,FALSE),IF(C798=\"W\",VLOOKUP(B798,'Seasonal Customer Count'!$B:$P,14,FALSE),\"Check\")),0)","v":46},{"$f":"IFERROR(IF(OR(C798=\"S\",C798=\"D\"),VLOOKUP(B798,'Seasonal Customer Count'!$B:$P,7,FALSE),IF(C798=\"W\",VLOOKUP(B798,'Seasonal Customer Count'!$B:$P,15,FALSE),\"Check\")),0)","v":0},{"$f":"IFERROR(IF(OR(C798=\"S\",C798=\"D\"),VLOOKUP(B798,'Seasonal Customer Count'!$B:$P,8,FALSE),IF(C798=\"W\",VLOOKUP(B798,'Seasonal Customer Count'!$B:$P,16,FALSE),\"Check\")),0)","v":191},{"$f":"Summary!$D$8*(K798*'Average Project Size'!$F$6+L798*'Average Project Size'!$F$7+M798*'Average Project Size'!$F$8+N798*'Average Project Size'!$F$10+O798*'Average Project Size'!$F$9)/1000","v":0.13581291184833078},{"$f":"Summary!$D$8*(K798*F798*'Average Project Size'!$F$6+L798*G798*'Average Project Size'!$F$7+M798*H798*'Average Project Size'!$F$8+N798*I798*'Average Project Size'!$F$10+O798*J798*'Average Project Size'!$F$9)/1000","v":1.0300127303875008E-2}]
[null,{"$f":"'Peak Identification'!B797","v":"PAUL T-132"},{"$f":"'Peak Identification'!D797","v":"S"},{"$f":"'Peak Identification'!E797","v":20},{"$f":"VLOOKUP($D799,'DER Output'!$S$17:$X$41,6,FALSE)","v":2.7072953014838841E-3},{"$f":"IF($C799=\"S\",VLOOKUP($D799,'DER Output'!$S$18:$W$41,2,FALSE),VLOOKUP($D799,'DER Output'!$S$18:$W$41,3,FALSE))","v":2.0294966704587497E-2},{"$f":"IF($C799=\"S\",VLOOKUP($D799,'DER Output'!$S$18:$W$41,4,FALSE),VLOOKUP($D799,'DER Output'!$S$18:$W$41,5,FALSE))","v":2.0294966704587497E-2},{"$f":"IF($C799=\"S\",VLOOKUP($D799,'DER Output'!$S$18:$W$41,4,FALSE),VLOOKUP($D799,'DER Output'!$S$18:$W$41,5,FALSE))","v":2.0294966704587497E-2},{"$f":"IF($C799=\"S\",VLOOKUP($D799,'DER Output'!$S$18:$W$41,4,FALSE),VLOOKUP($D799,'DER Output'!$S$18:$W$41,5,FALSE))","v":2.0294966704587497E-2},{"$f":"IF($C799=\"S\",VLOOKUP($D799,'DER Output'!$S$18:$W$41,4,FALSE),VLOOKUP($D799,'DER Output'!$S$18:$W$41,5,FALSE))","v":2.0294966704587497E-2},{"$f":"IFERROR(IF(OR(C799=\"S\",C799=\"D\"),VLOOKUP(B799,'Seasonal Customer Count'!$B:$I,4,FALSE),IF(C799=\"W\",VLOOKUP(B799,'Seasonal Customer Count'!$B:$P,12,FALSE),\"Check\")),0)","v":102},{"$f":"IFERROR(IF(OR(C799=\"S\",C799=\"D\"),VLOOKUP(B799,'Seasonal Customer Count'!$B:$P,5,FALSE),IF(C799=\"W\",VLOOKUP(B799,'Seasonal Customer Count'!$B:$P,13,FALSE),\"Check\")),0)","v":23},{"$f":"IFERROR(IF(OR(C799=\"S\",C799=\"D\"),VLOOKUP(B799,'Seasonal Customer Count'!$B:$P,6,FALSE),IF(C799=\"W\",VLOOKUP(B799,'Seasonal Customer Count'!$B:$P,14,FALSE),\"Check\")),0)","v":26},{"$f":"IFERROR(IF(OR(C799=\"S\",C799=\"D\"),VLOOKUP(B799,'Seasonal Customer Count'!$B:$P,7,FALSE),IF(C799=\"W\",VLOOKUP(B799,'Seasonal Customer Count'!$B:$P,15,FALSE),\"Check\")),0)","v":0},{"$f":"IFERROR(IF(OR(C799=\"S\",C799=\"D\"),VLOOKUP(B799,'Seasonal Customer Count'!$B:$P,8,FALSE),IF(C799=\"W\",VLOOKUP(B799,'Seasonal Customer Count'!$B:$P,16,FALSE),\"Check\")),0)","v":129},{"$f":"Summary!$D$8*(K799*'Average Project Size'!$F$6+L799*'Average Project Size'!$F$7+M799*'Average Project Size'!$F$8+N799*'Average Project Size'!$F$10+O799*'Average Project Size'!$F$9)/1000","v":9.2260477536208474E-2},{"$f":"Summary!$D$8*(K799*F799*'Average Project Size'!$F$6+L799*G799*'Average Project Size'!$F$7+M799*H799*'Average Project Size'!$F$8+N799*I799*'Average Project Size'!$F$10+O799*J799*'Average Project Size'!$F$9)/1000","v":1.8724233197466935E-3}]
[null,{"$f":"'Peak Identification'!B798","v":"PCKT41"},{"$f":"'Peak Identification'!D798","v":"S"},{"$f":"'Peak Identification'!E798","v":15},{"$f":"VLOOKUP($D800,'DER Output'!$S$17:$X$41,6,FALSE)","v":0.24675324675324678},{"$f":"IF($C800=\"S\",VLOOKUP($D800,'DER Output'!$S$18:$W$41,2,FALSE),VLOOKUP($D800,'DER Output'!$S$18:$W$41,3,FALSE))","v":0.57498529407079435},{"$f":"IF($C800=\"S\",VLOOKUP($D800,'DER Output'!$S$18:$W$41,4,FALSE),VLOOKUP($D800,'DER Output'!$S$18:$W$41,5,FALSE))","v":0.57498529407079435},{"$f":"IF($C800=\"S\",VLOOKUP($D800,'DER Output'!$S$18:$W$41,4,FALSE),VLOOKUP($D800,'DER Output'!$S$18:$W$41,5,FALSE))","v":0.57498529407079435},{"$f":"IF($C800=\"S\",VLOOKUP($D800,'DER Output'!$S$18:$W$41,4,FALSE),VLOOKUP($D800,'DER Output'!$S$18:$W$41,5,FALSE))","v":0.57498529407079435},{"$f":"IF($C800=\"S\",VLOOKUP($D800,'DER Output'!$S$18:$W$41,4,FALSE),VLOOKUP($D800,'DER Output'!$S$18:$W$41,5,FALSE))","v":0.57498529407079435},{"$f":"IFERROR(IF(OR(C800=\"S\",C800=\"D\"),VLOOKUP(B800,'Seasonal Customer Count'!$B:$I,4,FALSE),IF(C800=\"W\",VLOOKUP(B800,'Seasonal Customer Count'!$B:$P,12,FALSE),\"Check\")),0)","v":0},{"$f":"IFERROR(IF(OR(C800=\"S\",C800=\"D\"),VLOOKUP(B800,'Seasonal Customer Count'!$B:$P,5,FALSE),IF(C800=\"W\",VLOOKUP(B800,'Seasonal Customer Count'!$B:$P,13,FALSE),\"Check\")),0)","v":0},{"$f":"IFERROR(IF(OR(C800=\"S\",C800=\"D\"),VLOOKUP(B800,'Seasonal Customer Count'!$B:$P,6,FALSE),IF(C800=\"W\",VLOOKUP(B800,'Seasonal Customer Count'!$B:$P,14,FALSE),\"Check\")),0)","v":0},{"$f":"IFERROR(IF(OR(C800=\"S\",C800=\"D\"),VLOOKUP(B800,'Seasonal Customer Count'!$B:$P,7,FALSE),IF(C800=\"W\",VLOOKUP(B800,'Seasonal Customer Count'!$B:$P,15,FALSE),\"Check\")),0)","v":1},{"$f":"IFERROR(IF(OR(C800=\"S\",C800=\"D\"),VLOOKUP(B800,'Seasonal Customer Count'!$B:$P,8,FALSE),IF(C800=\"W\",VLOOKUP(B800,'Seasonal Customer Count'!$B:$P,16,FALSE),\"Check\")),0)","v":0},{"$f":"Summary!$D$8*(K800*'Average Project Size'!$F$6+L800*'Average Project Size'!$F$7+M800*'Average Project Size'!$F$8+N800*'Average Project Size'!$F$10+O800*'Average Project Size'!$F$9)/1000","v":2.9355110231040001E-3},{"$f":"Summary!$D$8*(K800*F800*'Average Project Size'!$F$6+L800*G800*'Average Project Size'!$F$7+M800*H800*'Average Project Size'!$F$8+N800*I800*'Average Project Size'!$F$10+O800*J800*'Average Project Size'!$F$9)/1000","v":1.6878756688675116E-3}]
[null,{"$f":"'Peak Identification'!B799","v":"PCKT T-131"},{"$f":"'Peak Identification'!D799","v":"S"},{"$f":"'Peak Identification'!E799","v":15},{"$f":"VLOOKUP($D801,'DER Output'!$S$17:$X$41,6,FALSE)","v":0.24675324675324678},{"$f":"IF($C801=\"S\",VLOOKUP($D801,'DER Output'!$S$18:$W$41,2,FALSE),VLOOKUP($D801,'DER Output'!$S$18:$W$41,3,FALSE))","v":0.57498529407079435},{"$f":"IF($C801=\"S\",VLOOKUP($D801,'DER Output'!$S$18:$W$41,4,FALSE),VLOOKUP($D801,'DER Output'!$S$18:$W$41,5,FALSE))","v":0.57498529407079435},{"$f":"IF($C801=\"S\",VLOOKUP($D801,'DER Output'!$S$18:$W$41,4,FALSE),VLOOKUP($D801,'DER Output'!$S$18:$W$41,5,FALSE))","v":0.57498529407079435},{"$f":"IF($C801=\"S\",VLOOKUP($D801,'DER Output'!$S$18:$W$41,4,FALSE),VLOOKUP($D801,'DER Output'!$S$18:$W$41,5,FALSE))","v":0.57498529407079435},{"$f":"IF($C801=\"S\",VLOOKUP($D801,'DER Output'!$S$18:$W$41,4,FALSE),VLOOKUP($D801,'DER Output'!$S$18:$W$41,5,FALSE))","v":0.57498529407079435},{"$f":"IFERROR(IF(OR(C801=\"S\",C801=\"D\"),VLOOKUP(B801,'Seasonal Customer Count'!$B:$I,4,FALSE),IF(C801=\"W\",VLOOKUP(B801,'Seasonal Customer Count'!$B:$P,12,FALSE),\"Check\")),0)","v":0},{"$f":"IFERROR(IF(OR(C801=\"S\",C801=\"D\"),VLOOKUP(B801,'Seasonal Customer Count'!$B:$P,5,FALSE),IF(C801=\"W\",VLOOKUP(B801,'Seasonal Customer Count'!$B:$P,13,FALSE),\"Check\")),0)","v":0},{"$f":"IFERROR(IF(OR(C801=\"S\",C801=\"D\"),VLOOKUP(B801,'Seasonal Customer Count'!$B:$P,6,FALSE),IF(C801=\"W\",VLOOKUP(B801,'Seasonal Customer Count'!$B:$P,14,FALSE),\"Check\")),0)","v":0},{"$f":"IFERROR(IF(OR(C801=\"S\",C801=\"D\"),VLOOKUP(B801,'Seasonal Customer Count'!$B:$P,7,FALSE),IF(C801=\"W\",VLOOKUP(B801,'Seasonal Customer Count'!$B:$P,15,FALSE),\"Check\")),0)","v":1},{"$f":"IFERROR(IF(OR(C801=\"S\",C801=\"D\"),VLOOKUP(B801,'Seasonal Customer Count'!$B:$P,8,FALSE),IF(C801=\"W\",VLOOKUP(B801,'Seasonal Customer Count'!$B:$P,16,FALSE),\"Check\")),0)","v":0},{"$f":"Summary!$D$8*(K801*'Average Project Size'!$F$6+L801*'Average Project Size'!$F$7+M801*'Average Project Size'!$F$8+N801*'Average Project Size'!$F$10+O801*'Average Project Size'!$F$9)/1000","v":2.9355110231040001E-3},{"$f":"Summary!$D$8*(K801*F801*'Average Project Size'!$F$6+L801*G801*'Average Project Size'!$F$7+M801*H801*'Average Project Size'!$F$8+N801*I801*'Average Project Size'!$F$10+O801*J801*'Average Project Size'!$F$9)/1000","v":1.6878756688675116E-3}]
[null,{"$f":"'Peak Identification'!B800","v":"PNCK11"},{"$f":"'Peak Identification'!D800","v":"S"},{"$f":"'Peak Identification'!E800","v":17},{"$f":"VLOOKUP($D802,'DER Output'!$S$17:$X$41,6,FALSE)","v":0.19174838710475617},{"$f":"IF($C802=\"S\",VLOOKUP($D802,'DER Output'!$S$18:$W$41,2,FALSE),VLOOKUP($D802,'DER Output'!$S$18:$W$41,3,FALSE))","v":0.30300399777640191},{"$f":"IF($C802=\"S\",VLOOKUP($D802,'DER Output'!$S$18:$W$41,4,FALSE),VLOOKUP($D802,'DER Output'!$S$18:$W$41,5,FALSE))","v":0.30300399777640191},{"$f":"IF($C802=\"S\",VLOOKUP($D802,'DER Output'!$S$18:$W$41,4,FALSE),VLOOKUP($D802,'DER Output'!$S$18:$W$41,5,FALSE))","v":0.30300399777640191},{"$f":"IF($C802=\"S\",VLOOKUP($D802,'DER Output'!$S$18:$W$41,4,FALSE),VLOOKUP($D802,'DER Output'!$S$18:$W$41,5,FALSE))","v":0.30300399777640191},{"$f":"IF($C802=\"S\",VLOOKUP($D802,'DER Output'!$S$18:$W$41,4,FALSE),VLOOKUP($D802,'DER Output'!$S$18:$W$41,5,FALSE))","v":0.30300399777640191},{"$f":"IFERROR(IF(OR(C802=\"S\",C802=\"D\"),VLOOKUP(B802,'Seasonal Customer Count'!$B:$I,4,FALSE),IF(C802=\"W\",VLOOKUP(B802,'Seasonal Customer Count'!$B:$P,12,FALSE),\"Check\")),0)","v":54},{"$f":"IFERROR(IF(OR(C802=\"S\",C802=\"D\"),VLOOKUP(B802,'Seasonal Customer Count'!$B:$P,5,FALSE),IF(C802=\"W\",VLOOKUP(B802,'Seasonal Customer Count'!$B:$P,13,FALSE),\"Check\")),0)","v":4},{"$f":"IFERROR(IF(OR(C802=\"S\",C802=\"D\"),VLOOKUP(B802,'Seasonal Customer Count'!$B:$P,6,FALSE),IF(C802=\"W\",VLOOKUP(B802,'Seasonal Customer Count'!$B:$P,14,FALSE),\"Check\")),0)","v":1},{"$f":"IFERROR(IF(OR(C802=\"S\",C802=\"D\"),VLOOKUP(B802,'Seasonal Customer Count'!$B:$P,7,FALSE),IF(C802=\"W\",VLOOKUP(B802,'Seasonal Customer Count'!$B:$P,15,FALSE),\"Check\")),0)","v":0},{"$f":"IFERROR(IF(OR(C802=\"S\",C802=\"D\"),VLOOKUP(B802,'Seasonal Customer Count'!$B:$P,8,FALSE),IF(C802=\"W\",VLOOKUP(B802,'Seasonal Customer Count'!$B:$P,16,FALSE),\"Check\")),0)","v":0},{"$f":"Summary!$D$8*(K802*'Average Project Size'!$F$6+L802*'Average Project Size'!$F$7+M802*'Average Project Size'!$F$8+N802*'Average Project Size'!$F$10+O802*'Average Project Size'!$F$9)/1000","v":2.6117283885959915E-3},{"$f":"Summary!$D$8*(K802*F802*'Average Project Size'!$F$6+L802*G802*'Average Project Size'!$F$7+M802*H802*'Average Project Size'!$F$8+N802*I802*'Average Project Size'!$F$10+O802*J802*'Average Project Size'!$F$9)/1000","v":7.9136414285070557E-4}]
[null,{"$f":"'Peak Identification'!B801","v":"PNCK12"},{"$f":"'Peak Identification'!D801","v":"S"},{"$f":"'Peak Identification'!E801","v":19},{"$f":"VLOOKUP($D803,'DER Output'!$S$17:$X$41,6,FALSE)","v":0.11066797934994306},{"$f":"IF($C803=\"S\",VLOOKUP($D803,'DER Output'!$S$18:$W$41,2,FALSE),VLOOKUP($D803,'DER Output'!$S$18:$W$41,3,FALSE))","v":7.5840560103576066E-2},{"$f":"IF($C803=\"S\",VLOOKUP($D803,'DER Output'!$S$18:$W$41,4,FALSE),VLOOKUP($D803,'DER Output'!$S$18:$W$41,5,FALSE))","v":7.5840560103576066E-2},{"$f":"IF($C803=\"S\",VLOOKUP($D803,'DER Output'!$S$18:$W$41,4,FALSE),VLOOKUP($D803,'DER Output'!$S$18:$W$41,5,FALSE))","v":7.5840560103576066E-2},{"$f":"IF($C803=\"S\",VLOOKUP($D803,'DER Output'!$S$18:$W$41,4,FALSE),VLOOKUP($D803,'DER Output'!$S$18:$W$41,5,FALSE))","v":7.5840560103576066E-2},{"$f":"IF($C803=\"S\",VLOOKUP($D803,'DER Output'!$S$18:$W$41,4,FALSE),VLOOKUP($D803,'DER Output'!$S$18:$W$41,5,FALSE))","v":7.5840560103576066E-2},{"$f":"IFERROR(IF(OR(C803=\"S\",C803=\"D\"),VLOOKUP(B803,'Seasonal Customer Count'!$B:$I,4,FALSE),IF(C803=\"W\",VLOOKUP(B803,'Seasonal Customer Count'!$B:$P,12,FALSE),\"Check\")),0)","v":0},{"$f":"IFERROR(IF(OR(C803=\"S\",C803=\"D\"),VLOOKUP(B803,'Seasonal Customer Count'!$B:$P,5,FALSE),IF(C803=\"W\",VLOOKUP(B803,'Seasonal Customer Count'!$B:$P,13,FALSE),\"Check\")),0)","v":2},{"$f":"IFERROR(IF(OR(C803=\"S\",C803=\"D\"),VLOOKUP(B803,'Seasonal Customer Count'!$B:$P,6,FALSE),IF(C803=\"W\",VLOOKUP(B803,'Seasonal Customer Count'!$B:$P,14,FALSE),\"Check\")),0)","v":0},{"$f":"IFERROR(IF(OR(C803=\"S\",C803=\"D\"),VLOOKUP(B803,'Seasonal Customer Count'!$B:$P,7,FALSE),IF(C803=\"W\",VLOOKUP(B803,'Seasonal Customer Count'!$B:$P,15,FALSE),\"Check\")),0)","v":0},{"$f":"IFERROR(IF(OR(C803=\"S\",C803=\"D\"),VLOOKUP(B803,'Seasonal Customer Count'!$B:$P,8,FALSE),IF(C803=\"W\",VLOOKUP(B803,'Seasonal Customer Count'!$B:$P,16,FALSE),\"Check\")),0)","v":0},{"$f":"Summary!$D$8*(K803*'Average Project Size'!$F$6+L803*'Average Project Size'!$F$7+M803*'Average Project Size'!$F$8+N803*'Average Project Size'!$F$10+O803*'Average Project Size'!$F$9)/1000","v":1.4669361015552001E-4},{"$f":"Summary!$D$8*(K803*F803*'Average Project Size'!$F$6+L803*G803*'Average Project Size'!$F$7+M803*H803*'Average Project Size'!$F$8+N803*I803*'Average Project Size'!$F$10+O803*J803*'Average Project Size'!$F$9)/1000","v":1.1125325557810273E-5}]
[null,{"$f":"'Peak Identification'!B802","v":"PNCK T-061"},{"$f":"'Peak Identification'!D802","v":"S"},{"$f":"'Peak Identification'!E802","v":16},{"$f":"VLOOKUP($D804,'DER Output'!$S$17:$X$41,6,FALSE)","v":0.22644022312513051},{"$f":"IF($C804=\"S\",VLOOKUP($D804,'DER Output'!$S$18:$W$41,2,FALSE),VLOOKUP($D804,'DER Output'!$S$18:$W$41,3,FALSE))","v":0.44781407722569133},{"$f":"IF($C804=\"S\",VLOOKUP($D804,'DER Output'!$S$18:$W$41,4,FALSE),VLOOKUP($D804,'DER Output'!$S$18:$W$41,5,FALSE))","v":0.44781407722569133},{"$f":"IF($C804=\"S\",VLOOKUP($D804,'DER Output'!$S$18:$W$41,4,FALSE),VLOOKUP($D804,'DER Output'!$S$18:$W$41,5,FALSE))","v":0.44781407722569133},{"$f":"IF($C804=\"S\",VLOOKUP($D804,'DER Output'!$S$18:$W$41,4,FALSE),VLOOKUP($D804,'DER Output'!$S$18:$W$41,5,FALSE))","v":0.44781407722569133},{"$f":"IF($C804=\"S\",VLOOKUP($D804,'DER Output'!$S$18:$W$41,4,FALSE),VLOOKUP($D804,'DER Output'!$S$18:$W$41,5,FALSE))","v":0.44781407722569133},{"$f":"IFERROR(IF(OR(C804=\"S\",C804=\"D\"),VLOOKUP(B804,'Seasonal Customer Count'!$B:$I,4,FALSE),IF(C804=\"W\",VLOOKUP(B804,'Seasonal Customer Count'!$B:$P,12,FALSE),\"Check\")),0)","v":54},{"$f":"IFERROR(IF(OR(C804=\"S\",C804=\"D\"),VLOOKUP(B804,'Seasonal Customer Count'!$B:$P,5,FALSE),IF(C804=\"W\",VLOOKUP(B804,'Seasonal Customer Count'!$B:$P,13,FALSE),\"Check\")),0)","v":6},{"$f":"IFERROR(IF(OR(C804=\"S\",C804=\"D\"),VLOOKUP(B804,'Seasonal Customer Count'!$B:$P,6,FALSE),IF(C804=\"W\",VLOOKUP(B804,'Seasonal Customer Count'!$B:$P,14,FALSE),\"Check\")),0)","v":1},{"$f":"IFERROR(IF(OR(C804=\"S\",C804=\"D\"),VLOOKUP(B804,'Seasonal Customer Count'!$B:$P,7,FALSE),IF(C804=\"W\",VLOOKUP(B804,'Seasonal Customer Count'!$B:$P,15,FALSE),\"Check\")),0)","v":0},{"$f":"IFERROR(IF(OR(C804=\"S\",C804=\"D\"),VLOOKUP(B804,'Seasonal Customer Count'!$B:$P,8,FALSE),IF(C804=\"W\",VLOOKUP(B804,'Seasonal Customer Count'!$B:$P,16,FALSE),\"Check\")),0)","v":0},{"$f":"Summary!$D$8*(K804*'Average Project Size'!$F$6+L804*'Average Project Size'!$F$7+M804*'Average Project Size'!$F$8+N804*'Average Project Size'!$F$10+O804*'Average Project Size'!$F$9)/1000","v":2.7584219987515117E-3},{"$f":"Summary!$D$8*(K804*F804*'Average Project Size'!$F$6+L804*G804*'Average Project Size'!$F$7+M804*H804*'Average Project Size'!$F$8+N804*I804*'Average Project Size'!$F$10+O804*J804*'Average Project Size'!$F$9)/1000","v":1.2352602019699553E-3}]
[null,{"$f":"'Peak Identification'!B803","v":"PNGE41"},{"$f":"'Peak Identification'!D803","v":"S"},{"$f":"'Peak Identification'!E803","v":21},{"$f":"VLOOKUP($D805,'DER Output'!$S$17:$X$41,6,FALSE)","v":0},{"$f":"IF($C805=\"S\",VLOOKUP($D805,'DER Output'!$S$18:$W$41,2,FALSE),VLOOKUP($D805,'DER Output'!$S$18:$W$41,3,FALSE))","v":9.5068228432060471E-4},{"$f":"IF($C805=\"S\",VLOOKUP($D805,'DER Output'!$S$18:$W$41,4,FALSE),VLOOKUP($D805,'DER Output'!$S$18:$W$41,5,FALSE))","v":9.5068228432060471E-4},{"$f":"IF($C805=\"S\",VLOOKUP($D805,'DER Output'!$S$18:$W$41,4,FALSE),VLOOKUP($D805,'DER Output'!$S$18:$W$41,5,FALSE))","v":9.5068228432060471E-4},{"$f":"IF($C805=\"S\",VLOOKUP($D805,'DER Output'!$S$18:$W$41,4,FALSE),VLOOKUP($D805,'DER Output'!$S$18:$W$41,5,FALSE))","v":9.5068228432060471E-4},{"$f":"IF($C805=\"S\",VLOOKUP($D805,'DER Output'!$S$18:$W$41,4,FALSE),VLOOKUP($D805,'DER Output'!$S$18:$W$41,5,FALSE))","v":9.5068228432060471E-4},{"$f":"IFERROR(IF(OR(C805=\"S\",C805=\"D\"),VLOOKUP(B805,'Seasonal Customer Count'!$B:$I,4,FALSE),IF(C805=\"W\",VLOOKUP(B805,'Seasonal Customer Count'!$B:$P,12,FALSE),\"Check\")),0)","v":579},{"$f":"IFERROR(IF(OR(C805=\"S\",C805=\"D\"),VLOOKUP(B805,'Seasonal Customer Count'!$B:$P,5,FALSE),IF(C805=\"W\",VLOOKUP(B805,'Seasonal Customer Count'!$B:$P,13,FALSE),\"Check\")),0)","v":42},{"$f":"IFERROR(IF(OR(C805=\"S\",C805=\"D\"),VLOOKUP(B805,'Seasonal Customer Count'!$B:$P,6,FALSE),IF(C805=\"W\",VLOOKUP(B805,'Seasonal Customer Count'!$B:$P,14,FALSE),\"Check\")),0)","v":40},{"$f":"IFERROR(IF(OR(C805=\"S\",C805=\"D\"),VLOOKUP(B805,'Seasonal Customer Count'!$B:$P,7,FALSE),IF(C805=\"W\",VLOOKUP(B805,'Seasonal Customer Count'!$B:$P,15,FALSE),\"Check\")),0)","v":0},{"$f":"IFERROR(IF(OR(C805=\"S\",C805=\"D\"),VLOOKUP(B805,'Seasonal Customer Count'!$B:$P,8,FALSE),IF(C805=\"W\",VLOOKUP(B805,'Seasonal Customer Count'!$B:$P,16,FALSE),\"Check\")),0)","v":193},{"$f":"Summary!$D$8*(K805*'Average Project Size'!$F$6+L805*'Average Project Size'!$F$7+M805*'Average Project Size'!$F$8+N805*'Average Project Size'!$F$10+O805*'Average Project Size'!$F$9)/1000","v":0.15572716948774423},{"$f":"Summary!$D$8*(K805*F805*'Average Project Size'!$F$6+L805*G805*'Average Project Size'!$F$7+M805*H805*'Average Project Size'!$F$8+N805*I805*'Average Project Size'!$F$10+O805*J805*'Average Project Size'!$F$9)/1000","v":1.4804706121939064E-4}]
[null,{"$f":"'Peak Identification'!B804","v":"PNGE42"},{"$f":"'Peak Identification'!D804","v":"S"},{"$f":"'Peak Identification'!E804","v":21},{"$f":"VLOOKUP($D806,'DER Output'!$S$17:$X$41,6,FALSE)","v":0},{"$f":"IF($C806=\"S\",VLOOKUP($D806,'DER Output'!$S$18:$W$41,2,FALSE),VLOOKUP($D806,'DER Output'!$S$18:$W$41,3,FALSE))","v":9.5068228432060471E-4},{"$f":"IF($C806=\"S\",VLOOKUP($D806,'DER Output'!$S$18:$W$41,4,FALSE),VLOOKUP($D806,'DER Output'!$S$18:$W$41,5,FALSE))","v":9.5068228432060471E-4},{"$f":"IF($C806=\"S\",VLOOKUP($D806,'DER Output'!$S$18:$W$41,4,FALSE),VLOOKUP($D806,'DER Output'!$S$18:$W$41,5,FALSE))","v":9.5068228432060471E-4},{"$f":"IF($C806=\"S\",VLOOKUP($D806,'DER Output'!$S$18:$W$41,4,FALSE),VLOOKUP($D806,'DER Output'!$S$18:$W$41,5,FALSE))","v":9.5068228432060471E-4},{"$f":"IF($C806=\"S\",VLOOKUP($D806,'DER Output'!$S$18:$W$41,4,FALSE),VLOOKUP($D806,'DER Output'!$S$18:$W$41,5,FALSE))","v":9.5068228432060471E-4},{"$f":"IFERROR(IF(OR(C806=\"S\",C806=\"D\"),VLOOKUP(B806,'Seasonal Customer Count'!$B:$I,4,FALSE),IF(C806=\"W\",VLOOKUP(B806,'Seasonal Customer Count'!$B:$P,12,FALSE),\"Check\")),0)","v":222},{"$f":"IFERROR(IF(OR(C806=\"S\",C806=\"D\"),VLOOKUP(B806,'Seasonal Customer Count'!$B:$P,5,FALSE),IF(C806=\"W\",VLOOKUP(B806,'Seasonal Customer Count'!$B:$P,13,FALSE),\"Check\")),0)","v":35},{"$f":"IFERROR(IF(OR(C806=\"S\",C806=\"D\"),VLOOKUP(B806,'Seasonal Customer Count'!$B:$P,6,FALSE),IF(C806=\"W\",VLOOKUP(B806,'Seasonal Customer Count'!$B:$P,14,FALSE),\"Check\")),0)","v":24},{"$f":"IFERROR(IF(OR(C806=\"S\",C806=\"D\"),VLOOKUP(B806,'Seasonal Customer Count'!$B:$P,7,FALSE),IF(C806=\"W\",VLOOKUP(B806,'Seasonal Customer Count'!$B:$P,15,FALSE),\"Check\")),0)","v":0},{"$f":"IFERROR(IF(OR(C806=\"S\",C806=\"D\"),VLOOKUP(B806,'Seasonal Customer Count'!$B:$P,8,FALSE),IF(C806=\"W\",VLOOKUP(B806,'Seasonal Customer Count'!$B:$P,16,FALSE),\"Check\")),0)","v":143},{"$f":"Summary!$D$8*(K806*'Average Project Size'!$F$6+L806*'Average Project Size'!$F$7+M806*'Average Project Size'!$F$8+N806*'Average Project Size'!$F$10+O806*'Average Project Size'!$F$9)/1000","v":0.10647076319039249},{"$f":"Summary!$D$8*(K806*F806*'Average Project Size'!$F$6+L806*G806*'Average Project Size'!$F$7+M806*H806*'Average Project Size'!$F$8+N806*I806*'Average Project Size'!$F$10+O806*J806*'Average Project Size'!$F$9)/1000","v":1.0121986836320046E-4}]
[null,{"$f":"'Peak Identification'!B805","v":"PNGE43"},{"$f":"'Peak Identification'!D805","v":"S"},{"$f":"'Peak Identification'!E805","v":14},{"$f":"VLOOKUP($D807,'DER Output'!$S$17:$X$41,6,FALSE)","v":0.26694349499860076},{"$f":"IF($C807=\"S\",VLOOKUP($D807,'DER Output'!$S$18:$W$41,2,FALSE),VLOOKUP($D807,'DER Output'!$S$18:$W$41,3,FALSE))","v":0.65426593965075153},{"$f":"IF($C807=\"S\",VLOOKUP($D807,'DER Output'!$S$18:$W$41,4,FALSE),VLOOKUP($D807,'DER Output'!$S$18:$W$41,5,FALSE))","v":0.65426593965075153},{"$f":"IF($C807=\"S\",VLOOKUP($D807,'DER Output'!$S$18:$W$41,4,FALSE),VLOOKUP($D807,'DER Output'!$S$18:$W$41,5,FALSE))","v":0.65426593965075153},{"$f":"IF($C807=\"S\",VLOOKUP($D807,'DER Output'!$S$18:$W$41,4,FALSE),VLOOKUP($D807,'DER Output'!$S$18:$W$41,5,FALSE))","v":0.65426593965075153},{"$f":"IF($C807=\"S\",VLOOKUP($D807,'DER Output'!$S$18:$W$41,4,FALSE),VLOOKUP($D807,'DER Output'!$S$18:$W$41,5,FALSE))","v":0.65426593965075153},{"$f":"IFERROR(IF(OR(C807=\"S\",C807=\"D\"),VLOOKUP(B807,'Seasonal Customer Count'!$B:$I,4,FALSE),IF(C807=\"W\",VLOOKUP(B807,'Seasonal Customer Count'!$B:$P,12,FALSE),\"Check\")),0)","v":183},{"$f":"IFERROR(IF(OR(C807=\"S\",C807=\"D\"),VLOOKUP(B807,'Seasonal Customer Count'!$B:$P,5,FALSE),IF(C807=\"W\",VLOOKUP(B807,'Seasonal Customer Count'!$B:$P,13,FALSE),\"Check\")),0)","v":22},{"$f":"IFERROR(IF(OR(C807=\"S\",C807=\"D\"),VLOOKUP(B807,'Seasonal Customer Count'!$B:$P,6,FALSE),IF(C807=\"W\",VLOOKUP(B807,'Seasonal Customer Count'!$B:$P,14,FALSE),\"Check\")),0)","v":27},{"$f":"IFERROR(IF(OR(C807=\"S\",C807=\"D\"),VLOOKUP(B807,'Seasonal Customer Count'!$B:$P,7,FALSE),IF(C807=\"W\",VLOOKUP(B807,'Seasonal Customer Count'!$B:$P,15,FALSE),\"Check\")),0)","v":2},{"$f":"IFERROR(IF(OR(C807=\"S\",C807=\"D\"),VLOOKUP(B807,'Seasonal Customer Count'!$B:$P,8,FALSE),IF(C807=\"W\",VLOOKUP(B807,'Seasonal Customer Count'!$B:$P,16,FALSE),\"Check\")),0)","v":86},{"$f":"Summary!$D$8*(K807*'Average Project Size'!$F$6+L807*'Average Project Size'!$F$7+M807*'Average Project Size'!$F$8+N807*'Average Project Size'!$F$10+O807*'Average Project Size'!$F$9)/1000","v":7.4100433367288165E-2},{"$f":"Summary!$D$8*(K807*F807*'Average Project Size'!$F$6+L807*G807*'Average Project Size'!$F$7+M807*H807*'Average Project Size'!$F$8+N807*I807*'Average Project Size'!$F$10+O807*J807*'Average Project Size'!$F$9)/1000","v":4.8481389665576684E-2}]
[null,{"$f":"'Peak Identification'!B806","v":"PNGE T-131"},{"$f":"'Peak Identification'!D806","v":"S"},{"$f":"'Peak Identification'!E806","v":14},{"$f":"VLOOKUP($D808,'DER Output'!$S$17:$X$41,6,FALSE)","v":0.26694349499860076},{"$f":"IF($C808=\"S\",VLOOKUP($D808,'DER Output'!$S$18:$W$41,2,FALSE),VLOOKUP($D808,'DER Output'!$S$18:$W$41,3,FALSE))","v":0.65426593965075153},{"$f":"IF($C808=\"S\",VLOOKUP($D808,'DER Output'!$S$18:$W$41,4,FALSE),VLOOKUP($D808,'DER Output'!$S$18:$W$41,5,FALSE))","v":0.65426593965075153},{"$f":"IF($C808=\"S\",VLOOKUP($D808,'DER Output'!$S$18:$W$41,4,FALSE),VLOOKUP($D808,'DER Output'!$S$18:$W$41,5,FALSE))","v":0.65426593965075153},{"$f":"IF($C808=\"S\",VLOOKUP($D808,'DER Output'!$S$18:$W$41,4,FALSE),VLOOKUP($D808,'DER Output'!$S$18:$W$41,5,FALSE))","v":0.65426593965075153},{"$f":"IF($C808=\"S\",VLOOKUP($D808,'DER Output'!$S$18:$W$41,4,FALSE),VLOOKUP($D808,'DER Output'!$S$18:$W$41,5,FALSE))","v":0.65426593965075153},{"$f":"IFERROR(IF(OR(C808=\"S\",C808=\"D\"),VLOOKUP(B808,'Seasonal Customer Count'!$B:$I,4,FALSE),IF(C808=\"W\",VLOOKUP(B808,'Seasonal Customer Count'!$B:$P,12,FALSE),\"Check\")),0)","v":0},{"$f":"IFERROR(IF(OR(C808=\"S\",C808=\"D\"),VLOOKUP(B808,'Seasonal Customer Count'!$B:$P,5,FALSE),IF(C808=\"W\",VLOOKUP(B808,'Seasonal Customer Count'!$B:$P,13,FALSE),\"Check\")),0)","v":0},{"$f":"IFERROR(IF(OR(C808=\"S\",C808=\"D\"),VLOOKUP(B808,'Seasonal Customer Count'!$B:$P,6,FALSE),IF(C808=\"W\",VLOOKUP(B808,'Seasonal Customer Count'!$B:$P,14,FALSE),\"Check\")),0)","v":0},{"$f":"IFERROR(IF(OR(C808=\"S\",C808=\"D\"),VLOOKUP(B808,'Seasonal Customer Count'!$B:$P,7,FALSE),IF(C808=\"W\",VLOOKUP(B808,'Seasonal Customer Count'!$B:$P,15,FALSE),\"Check\")),0)","v":0},{"$f":"IFERROR(IF(OR(C808=\"S\",C808=\"D\"),VLOOKUP(B808,'Seasonal Customer Count'!$B:$P,8,FALSE),IF(C808=\"W\",VLOOKUP(B808,'Seasonal Customer Count'!$B:$P,16,FALSE),\"Check\")),0)","v":0},{"$f":"Summary!$D$8*(K808*'Average Project Size'!$F$6+L808*'Average Project Size'!$F$7+M808*'Average Project Size'!$F$8+N808*'Average Project Size'!$F$10+O808*'Average Project Size'!$F$9)/1000","v":0},{"$f":"Summary!$D$8*(K808*F808*'Average Project Size'!$F$6+L808*G808*'Average Project Size'!$F$7+M808*H808*'Average Project Size'!$F$8+N808*I808*'Average Project Size'!$F$10+O808*J808*'Average Project Size'!$F$9)/1000","v":0}]
[null,{"$f":"'Peak Identification'!B807","v":"PNGE T-132"},{"$f":"'Peak Identification'!D807","v":"S"},{"$f":"'Peak Identification'!E807","v":21},{"$f":"VLOOKUP($D809,'DER Output'!$S$17:$X$41,6,FALSE)","v":0},{"$f":"IF($C809=\"S\",VLOOKUP($D809,'DER Output'!$S$18:$W$41,2,FALSE),VLOOKUP($D809,'DER Output'!$S$18:$W$41,3,FALSE))","v":9.5068228432060471E-4},{"$f":"IF($C809=\"S\",VLOOKUP($D809,'DER Output'!$S$18:$W$41,4,FALSE),VLOOKUP($D809,'DER Output'!$S$18:$W$41,5,FALSE))","v":9.5068228432060471E-4},{"$f":"IF($C809=\"S\",VLOOKUP($D809,'DER Output'!$S$18:$W$41,4,FALSE),VLOOKUP($D809,'DER Output'!$S$18:$W$41,5,FALSE))","v":9.5068228432060471E-4},{"$f":"IF($C809=\"S\",VLOOKUP($D809,'DER Output'!$S$18:$W$41,4,FALSE),VLOOKUP($D809,'DER Output'!$S$18:$W$41,5,FALSE))","v":9.5068228432060471E-4},{"$f":"IF($C809=\"S\",VLOOKUP($D809,'DER Output'!$S$18:$W$41,4,FALSE),VLOOKUP($D809,'DER Output'!$S$18:$W$41,5,FALSE))","v":9.5068228432060471E-4},{"$f":"IFERROR(IF(OR(C809=\"S\",C809=\"D\"),VLOOKUP(B809,'Seasonal Customer Count'!$B:$I,4,FALSE),IF(C809=\"W\",VLOOKUP(B809,'Seasonal Customer Count'!$B:$P,12,FALSE),\"Check\")),0)","v":801},{"$f":"IFERROR(IF(OR(C809=\"S\",C809=\"D\"),VLOOKUP(B809,'Seasonal Customer Count'!$B:$P,5,FALSE),IF(C809=\"W\",VLOOKUP(B809,'Seasonal Customer Count'!$B:$P,13,FALSE),\"Check\")),0)","v":77},{"$f":"IFERROR(IF(OR(C809=\"S\",C809=\"D\"),VLOOKUP(B809,'Seasonal Customer Count'!$B:$P,6,FALSE),IF(C809=\"W\",VLOOKUP(B809,'Seasonal Customer Count'!$B:$P,14,FALSE),\"Check\")),0)","v":64},{"$f":"IFERROR(IF(OR(C809=\"S\",C809=\"D\"),VLOOKUP(B809,'Seasonal Customer Count'!$B:$P,7,FALSE),IF(C809=\"W\",VLOOKUP(B809,'Seasonal Customer Count'!$B:$P,15,FALSE),\"Check\")),0)","v":0},{"$f":"IFERROR(IF(OR(C809=\"S\",C809=\"D\"),VLOOKUP(B809,'Seasonal Customer Count'!$B:$P,8,FALSE),IF(C809=\"W\",VLOOKUP(B809,'Seasonal Customer Count'!$B:$P,16,FALSE),\"Check\")),0)","v":336},{"$f":"Summary!$D$8*(K809*'Average Project Size'!$F$6+L809*'Average Project Size'!$F$7+M809*'Average Project Size'!$F$8+N809*'Average Project Size'!$F$10+O809*'Average Project Size'!$F$9)/1000","v":0.26219793267813668},{"$f":"Summary!$D$8*(K809*F809*'Average Project Size'!$F$6+L809*G809*'Average Project Size'!$F$7+M809*H809*'Average Project Size'!$F$8+N809*I809*'Average Project Size'!$F$10+O809*J809*'Average Project Size'!$F$9)/1000","v":2.4926692958259113E-4}]
[null,{"$f":"'Peak Identification'!B808","v":"PNGE T-133"},{"$f":"'Peak Identification'!D808","v":"S"},{"$f":"'Peak Identification'!E808","v":11},{"$f":"VLOOKUP($D810,'DER Output'!$S$17:$X$41,6,FALSE)","v":0},{"$f":"IF($C810=\"S\",VLOOKUP($D810,'DER Output'!$S$18:$W$41,2,FALSE),VLOOKUP($D810,'DER Output'!$S$18:$W$41,3,FALSE))","v":0.61268395129924835},{"$f":"IF($C810=\"S\",VLOOKUP($D810,'DER Output'!$S$18:$W$41,4,FALSE),VLOOKUP($D810,'DER Output'!$S$18:$W$41,5,FALSE))","v":0.61268395129924835},{"$f":"IF($C810=\"S\",VLOOKUP($D810,'DER Output'!$S$18:$W$41,4,FALSE),VLOOKUP($D810,'DER Output'!$S$18:$W$41,5,FALSE))","v":0.61268395129924835},{"$f":"IF($C810=\"S\",VLOOKUP($D810,'DER Output'!$S$18:$W$41,4,FALSE),VLOOKUP($D810,'DER Output'!$S$18:$W$41,5,FALSE))","v":0.61268395129924835},{"$f":"IF($C810=\"S\",VLOOKUP($D810,'DER Output'!$S$18:$W$41,4,FALSE),VLOOKUP($D810,'DER Output'!$S$18:$W$41,5,FALSE))","v":0.61268395129924835},{"$f":"IFERROR(IF(OR(C810=\"S\",C810=\"D\"),VLOOKUP(B810,'Seasonal Customer Count'!$B:$I,4,FALSE),IF(C810=\"W\",VLOOKUP(B810,'Seasonal Customer Count'!$B:$P,12,FALSE),\"Check\")),0)","v":183},{"$f":"IFERROR(IF(OR(C810=\"S\",C810=\"D\"),VLOOKUP(B810,'Seasonal Customer Count'!$B:$P,5,FALSE),IF(C810=\"W\",VLOOKUP(B810,'Seasonal Customer Count'!$B:$P,13,FALSE),\"Check\")),0)","v":22},{"$f":"IFERROR(IF(OR(C810=\"S\",C810=\"D\"),VLOOKUP(B810,'Seasonal Customer Count'!$B:$P,6,FALSE),IF(C810=\"W\",VLOOKUP(B810,'Seasonal Customer Count'!$B:$P,14,FALSE),\"Check\")),0)","v":27},{"$f":"IFERROR(IF(OR(C810=\"S\",C810=\"D\"),VLOOKUP(B810,'Seasonal Customer Count'!$B:$P,7,FALSE),IF(C810=\"W\",VLOOKUP(B810,'Seasonal Customer Count'!$B:$P,15,FALSE),\"Check\")),0)","v":2},{"$f":"IFERROR(IF(OR(C810=\"S\",C810=\"D\"),VLOOKUP(B810,'Seasonal Customer Count'!$B:$P,8,FALSE),IF(C810=\"W\",VLOOKUP(B810,'Seasonal Customer Count'!$B:$P,16,FALSE),\"Check\")),0)","v":86},{"$f":"Summary!$D$8*(K810*'Average Project Size'!$F$6+L810*'Average Project Size'!$F$7+M810*'Average Project Size'!$F$8+N810*'Average Project Size'!$F$10+O810*'Average Project Size'!$F$9)/1000","v":7.4100433367288165E-2},{"$f":"Summary!$D$8*(K810*F810*'Average Project Size'!$F$6+L810*G810*'Average Project Size'!$F$7+M810*H810*'Average Project Size'!$F$8+N810*I810*'Average Project Size'!$F$10+O810*J810*'Average Project Size'!$F$9)/1000","v":4.5400146308456776E-2}]
[null,{"$f":"'Peak Identification'!B809","v":"PNUF41"},{"$f":"'Peak Identification'!D809","v":"W"},{"$f":"'Peak Identification'!E809","v":8},{"$f":"VLOOKUP($D811,'DER Output'!$S$17:$X$41,6,FALSE)","v":0},{"$f":"IF($C811=\"S\",VLOOKUP($D811,'DER Output'!$S$18:$W$41,2,FALSE),VLOOKUP($D811,'DER Output'!$S$18:$W$41,3,FALSE))","v":2.4357194050013426E-2},{"$f":"IF($C811=\"S\",VLOOKUP($D811,'DER Output'!$S$18:$W$41,4,FALSE),VLOOKUP($D811,'DER Output'!$S$18:$W$41,5,FALSE))","v":2.4357194050013426E-2},{"$f":"IF($C811=\"S\",VLOOKUP($D811,'DER Output'!$S$18:$W$41,4,FALSE),VLOOKUP($D811,'DER Output'!$S$18:$W$41,5,FALSE))","v":2.4357194050013426E-2},{"$f":"IF($C811=\"S\",VLOOKUP($D811,'DER Output'!$S$18:$W$41,4,FALSE),VLOOKUP($D811,'DER Output'!$S$18:$W$41,5,FALSE))","v":2.4357194050013426E-2},{"$f":"IF($C811=\"S\",VLOOKUP($D811,'DER Output'!$S$18:$W$41,4,FALSE),VLOOKUP($D811,'DER Output'!$S$18:$W$41,5,FALSE))","v":2.4357194050013426E-2},{"$f":"IFERROR(IF(OR(C811=\"S\",C811=\"D\"),VLOOKUP(B811,'Seasonal Customer Count'!$B:$I,4,FALSE),IF(C811=\"W\",VLOOKUP(B811,'Seasonal Customer Count'!$B:$P,12,FALSE),\"Check\")),0)","v":11},{"$f":"IFERROR(IF(OR(C811=\"S\",C811=\"D\"),VLOOKUP(B811,'Seasonal Customer Count'!$B:$P,5,FALSE),IF(C811=\"W\",VLOOKUP(B811,'Seasonal Customer Count'!$B:$P,13,FALSE),\"Check\")),0)","v":16},{"$f":"IFERROR(IF(OR(C811=\"S\",C811=\"D\"),VLOOKUP(B811,'Seasonal Customer Count'!$B:$P,6,FALSE),IF(C811=\"W\",VLOOKUP(B811,'Seasonal Customer Count'!$B:$P,14,FALSE),\"Check\")),0)","v":0},{"$f":"IFERROR(IF(OR(C811=\"S\",C811=\"D\"),VLOOKUP(B811,'Seasonal Customer Count'!$B:$P,7,FALSE),IF(C811=\"W\",VLOOKUP(B811,'Seasonal Customer Count'!$B:$P,15,FALSE),\"Check\")),0)","v":58},{"$f":"IFERROR(IF(OR(C811=\"S\",C811=\"D\"),VLOOKUP(B811,'Seasonal Customer Count'!$B:$P,8,FALSE),IF(C811=\"W\",VLOOKUP(B811,'Seasonal Customer Count'!$B:$P,16,FALSE),\"Check\")),0)","v":0},{"$f":"Summary!$D$8*(K811*'Average Project Size'!$F$6+L811*'Average Project Size'!$F$7+M811*'Average Project Size'!$F$8+N811*'Average Project Size'!$F$10+O811*'Average Project Size'!$F$9)/1000","v":0.17187040940227613},{"$f":"Summary!$D$8*(K811*F811*'Average Project Size'!$F$6+L811*G811*'Average Project Size'!$F$7+M811*H811*'Average Project Size'!$F$8+N811*I811*'Average Project Size'!$F$10+O811*J811*'Average Project Size'!$F$9)/1000","v":4.1862809132664916E-3}]
[null,{"$f":"'Peak Identification'!B810","v":"PNUF42"},{"$f":"'Peak Identification'!D810","v":"W"},{"$f":"'Peak Identification'!E810","v":7},{"$f":"VLOOKUP($D812,'DER Output'!$S$17:$X$41,6,FALSE)","v":0},{"$f":"IF($C812=\"S\",VLOOKUP($D812,'DER Output'!$S$18:$W$41,2,FALSE),VLOOKUP($D812,'DER Output'!$S$18:$W$41,3,FALSE))","v":1.6354374218706029E-3},{"$f":"IF($C812=\"S\",VLOOKUP($D812,'DER Output'!$S$18:$W$41,4,FALSE),VLOOKUP($D812,'DER Output'!$S$18:$W$41,5,FALSE))","v":1.6354374218706029E-3},{"$f":"IF($C812=\"S\",VLOOKUP($D812,'DER Output'!$S$18:$W$41,4,FALSE),VLOOKUP($D812,'DER Output'!$S$18:$W$41,5,FALSE))","v":1.6354374218706029E-3},{"$f":"IF($C812=\"S\",VLOOKUP($D812,'DER Output'!$S$18:$W$41,4,FALSE),VLOOKUP($D812,'DER Output'!$S$18:$W$41,5,FALSE))","v":1.6354374218706029E-3},{"$f":"IF($C812=\"S\",VLOOKUP($D812,'DER Output'!$S$18:$W$41,4,FALSE),VLOOKUP($D812,'DER Output'!$S$18:$W$41,5,FALSE))","v":1.6354374218706029E-3},{"$f":"IFERROR(IF(OR(C812=\"S\",C812=\"D\"),VLOOKUP(B812,'Seasonal Customer Count'!$B:$I,4,FALSE),IF(C812=\"W\",VLOOKUP(B812,'Seasonal Customer Count'!$B:$P,12,FALSE),\"Check\")),0)","v":3},{"$f":"IFERROR(IF(OR(C812=\"S\",C812=\"D\"),VLOOKUP(B812,'Seasonal Customer Count'!$B:$P,5,FALSE),IF(C812=\"W\",VLOOKUP(B812,'Seasonal Customer Count'!$B:$P,13,FALSE),\"Check\")),0)","v":10},{"$f":"IFERROR(IF(OR(C812=\"S\",C812=\"D\"),VLOOKUP(B812,'Seasonal Customer Count'!$B:$P,6,FALSE),IF(C812=\"W\",VLOOKUP(B812,'Seasonal Customer Count'!$B:$P,14,FALSE),\"Check\")),0)","v":0},{"$f":"IFERROR(IF(OR(C812=\"S\",C812=\"D\"),VLOOKUP(B812,'Seasonal Customer Count'!$B:$P,7,FALSE),IF(C812=\"W\",VLOOKUP(B812,'Seasonal Customer Count'!$B:$P,15,FALSE),\"Check\")),0)","v":45},{"$f":"IFERROR(IF(OR(C812=\"S\",C812=\"D\"),VLOOKUP(B812,'Seasonal Customer Count'!$B:$P,8,FALSE),IF(C812=\"W\",VLOOKUP(B812,'Seasonal Customer Count'!$B:$P,16,FALSE),\"Check\")),0)","v":0},{"$f":"Summary!$D$8*(K812*'Average Project Size'!$F$6+L812*'Average Project Size'!$F$7+M812*'Average Project Size'!$F$8+N812*'Average Project Size'!$F$10+O812*'Average Project Size'!$F$9)/1000","v":0.13295070623073033},{"$f":"Summary!$D$8*(K812*F812*'Average Project Size'!$F$6+L812*G812*'Average Project Size'!$F$7+M812*H812*'Average Project Size'!$F$8+N812*I812*'Average Project Size'!$F$10+O812*J812*'Average Project Size'!$F$9)/1000","v":2.1743256023386151E-4}]
[null,{"$f":"'Peak Identification'!B811","v":"PNUF T-131"},{"$f":"'Peak Identification'!D811","v":"W"},{"$f":"'Peak Identification'!E811","v":7},{"$f":"VLOOKUP($D813,'DER Output'!$S$17:$X$41,6,FALSE)","v":0},{"$f":"IF($C813=\"S\",VLOOKUP($D813,'DER Output'!$S$18:$W$41,2,FALSE),VLOOKUP($D813,'DER Output'!$S$18:$W$41,3,FALSE))","v":1.6354374218706029E-3},{"$f":"IF($C813=\"S\",VLOOKUP($D813,'DER Output'!$S$18:$W$41,4,FALSE),VLOOKUP($D813,'DER Output'!$S$18:$W$41,5,FALSE))","v":1.6354374218706029E-3},{"$f":"IF($C813=\"S\",VLOOKUP($D813,'DER Output'!$S$18:$W$41,4,FALSE),VLOOKUP($D813,'DER Output'!$S$18:$W$41,5,FALSE))","v":1.6354374218706029E-3},{"$f":"IF($C813=\"S\",VLOOKUP($D813,'DER Output'!$S$18:$W$41,4,FALSE),VLOOKUP($D813,'DER Output'!$S$18:$W$41,5,FALSE))","v":1.6354374218706029E-3},{"$f":"IF($C813=\"S\",VLOOKUP($D813,'DER Output'!$S$18:$W$41,4,FALSE),VLOOKUP($D813,'DER Output'!$S$18:$W$41,5,FALSE))","v":1.6354374218706029E-3},{"$f":"IFERROR(IF(OR(C813=\"S\",C813=\"D\"),VLOOKUP(B813,'Seasonal Customer Count'!$B:$I,4,FALSE),IF(C813=\"W\",VLOOKUP(B813,'Seasonal Customer Count'!$B:$P,12,FALSE),\"Check\")),0)","v":8},{"$f":"IFERROR(IF(OR(C813=\"S\",C813=\"D\"),VLOOKUP(B813,'Seasonal Customer Count'!$B:$P,5,FALSE),IF(C813=\"W\",VLOOKUP(B813,'Seasonal Customer Count'!$B:$P,13,FALSE),\"Check\")),0)","v":6},{"$f":"IFERROR(IF(OR(C813=\"S\",C813=\"D\"),VLOOKUP(B813,'Seasonal Customer Count'!$B:$P,6,FALSE),IF(C813=\"W\",VLOOKUP(B813,'Seasonal Customer Count'!$B:$P,14,FALSE),\"Check\")),0)","v":0},{"$f":"IFERROR(IF(OR(C813=\"S\",C813=\"D\"),VLOOKUP(B813,'Seasonal Customer Count'!$B:$P,7,FALSE),IF(C813=\"W\",VLOOKUP(B813,'Seasonal Customer Count'!$B:$P,15,FALSE),\"Check\")),0)","v":13},{"$f":"IFERROR(IF(OR(C813=\"S\",C813=\"D\"),VLOOKUP(B813,'Seasonal Customer Count'!$B:$P,8,FALSE),IF(C813=\"W\",VLOOKUP(B813,'Seasonal Customer Count'!$B:$P,16,FALSE),\"Check\")),0)","v":0},{"$f":"Summary!$D$8*(K813*'Average Project Size'!$F$6+L813*'Average Project Size'!$F$7+M813*'Average Project Size'!$F$8+N813*'Average Project Size'!$F$10+O813*'Average Project Size'!$F$9)/1000","v":3.8919703171545798E-2},{"$f":"Summary!$D$8*(K813*F813*'Average Project Size'!$F$6+L813*G813*'Average Project Size'!$F$7+M813*H813*'Average Project Size'!$F$8+N813*I813*'Average Project Size'!$F$10+O813*J813*'Average Project Size'!$F$9)/1000","v":6.3650739014841986E-5}]
[null,{"$f":"'Peak Identification'!B812","v":"POCO11"},{"$f":"'Peak Identification'!D812","v":"W"},{"$f":"'Peak Identification'!E812","v":18},{"$f":"VLOOKUP($D814,'DER Output'!$S$17:$X$41,6,FALSE)","v":0.16032398020038169},{"$f":"IF($C814=\"S\",VLOOKUP($D814,'DER Output'!$S$18:$W$41,2,FALSE),VLOOKUP($D814,'DER Output'!$S$18:$W$41,3,FALSE))","v":5.535976984247182E-4},{"$f":"IF($C814=\"S\",VLOOKUP($D814,'DER Output'!$S$18:$W$41,4,FALSE),VLOOKUP($D814,'DER Output'!$S$18:$W$41,5,FALSE))","v":5.535976984247182E-4},{"$f":"IF($C814=\"S\",VLOOKUP($D814,'DER Output'!$S$18:$W$41,4,FALSE),VLOOKUP($D814,'DER Output'!$S$18:$W$41,5,FALSE))","v":5.535976984247182E-4},{"$f":"IF($C814=\"S\",VLOOKUP($D814,'DER Output'!$S$18:$W$41,4,FALSE),VLOOKUP($D814,'DER Output'!$S$18:$W$41,5,FALSE))","v":5.535976984247182E-4},{"$f":"IF($C814=\"S\",VLOOKUP($D814,'DER Output'!$S$18:$W$41,4,FALSE),VLOOKUP($D814,'DER Output'!$S$18:$W$41,5,FALSE))","v":5.535976984247182E-4},{"$f":"IFERROR(IF(OR(C814=\"S\",C814=\"D\"),VLOOKUP(B814,'Seasonal Customer Count'!$B:$I,4,FALSE),IF(C814=\"W\",VLOOKUP(B814,'Seasonal Customer Count'!$B:$P,12,FALSE),\"Check\")),0)","v":13},{"$f":"IFERROR(IF(OR(C814=\"S\",C814=\"D\"),VLOOKUP(B814,'Seasonal Customer Count'!$B:$P,5,FALSE),IF(C814=\"W\",VLOOKUP(B814,'Seasonal Customer Count'!$B:$P,13,FALSE),\"Check\")),0)","v":14},{"$f":"IFERROR(IF(OR(C814=\"S\",C814=\"D\"),VLOOKUP(B814,'Seasonal Customer Count'!$B:$P,6,FALSE),IF(C814=\"W\",VLOOKUP(B814,'Seasonal Customer Count'!$B:$P,14,FALSE),\"Check\")),0)","v":0},{"$f":"IFERROR(IF(OR(C814=\"S\",C814=\"D\"),VLOOKUP(B814,'Seasonal Customer Count'!$B:$P,7,FALSE),IF(C814=\"W\",VLOOKUP(B814,'Seasonal Customer Count'!$B:$P,15,FALSE),\"Check\")),0)","v":75},{"$f":"IFERROR(IF(OR(C814=\"S\",C814=\"D\"),VLOOKUP(B814,'Seasonal Customer Count'!$B:$P,8,FALSE),IF(C814=\"W\",VLOOKUP(B814,'Seasonal Customer Count'!$B:$P,16,FALSE),\"Check\")),0)","v":0},{"$f":"Summary!$D$8*(K814*'Average Project Size'!$F$6+L814*'Average Project Size'!$F$7+M814*'Average Project Size'!$F$8+N814*'Average Project Size'!$F$10+O814*'Average Project Size'!$F$9)/1000","v":0.22170689794507037},{"$f":"Summary!$D$8*(K814*F814*'Average Project Size'!$F$6+L814*G814*'Average Project Size'!$F$7+M814*H814*'Average Project Size'!$F$8+N814*I814*'Average Project Size'!$F$10+O814*J814*'Average Project Size'!$F$9)/1000","v":1.2273642842727486E-4}]
[null,{"$f":"'Peak Identification'!B813","v":"POCO12"},{"$f":"'Peak Identification'!D813","v":"W"},{"$f":"'Peak Identification'!E813","v":18},{"$f":"VLOOKUP($D815,'DER Output'!$S$17:$X$41,6,FALSE)","v":0.16032398020038169},{"$f":"IF($C815=\"S\",VLOOKUP($D815,'DER Output'!$S$18:$W$41,2,FALSE),VLOOKUP($D815,'DER Output'!$S$18:$W$41,3,FALSE))","v":5.535976984247182E-4},{"$f":"IF($C815=\"S\",VLOOKUP($D815,'DER Output'!$S$18:$W$41,4,FALSE),VLOOKUP($D815,'DER Output'!$S$18:$W$41,5,FALSE))","v":5.535976984247182E-4},{"$f":"IF($C815=\"S\",VLOOKUP($D815,'DER Output'!$S$18:$W$41,4,FALSE),VLOOKUP($D815,'DER Output'!$S$18:$W$41,5,FALSE))","v":5.535976984247182E-4},{"$f":"IF($C815=\"S\",VLOOKUP($D815,'DER Output'!$S$18:$W$41,4,FALSE),VLOOKUP($D815,'DER Output'!$S$18:$W$41,5,FALSE))","v":5.535976984247182E-4},{"$f":"IF($C815=\"S\",VLOOKUP($D815,'DER Output'!$S$18:$W$41,4,FALSE),VLOOKUP($D815,'DER Output'!$S$18:$W$41,5,FALSE))","v":5.535976984247182E-4},{"$f":"IFERROR(IF(OR(C815=\"S\",C815=\"D\"),VLOOKUP(B815,'Seasonal Customer Count'!$B:$I,4,FALSE),IF(C815=\"W\",VLOOKUP(B815,'Seasonal Customer Count'!$B:$P,12,FALSE),\"Check\")),0)","v":7},{"$f":"IFERROR(IF(OR(C815=\"S\",C815=\"D\"),VLOOKUP(B815,'Seasonal Customer Count'!$B:$P,5,FALSE),IF(C815=\"W\",VLOOKUP(B815,'Seasonal Customer Count'!$B:$P,13,FALSE),\"Check\")),0)","v":12},{"$f":"IFERROR(IF(OR(C815=\"S\",C815=\"D\"),VLOOKUP(B815,'Seasonal Customer Count'!$B:$P,6,FALSE),IF(C815=\"W\",VLOOKUP(B815,'Seasonal Customer Count'!$B:$P,14,FALSE),\"Check\")),0)","v":0},{"$f":"IFERROR(IF(OR(C815=\"S\",C815=\"D\"),VLOOKUP(B815,'Seasonal Customer Count'!$B:$P,7,FALSE),IF(C815=\"W\",VLOOKUP(B815,'Seasonal Customer Count'!$B:$P,15,FALSE),\"Check\")),0)","v":44},{"$f":"IFERROR(IF(OR(C815=\"S\",C815=\"D\"),VLOOKUP(B815,'Seasonal Customer Count'!$B:$P,8,FALSE),IF(C815=\"W\",VLOOKUP(B815,'Seasonal Customer Count'!$B:$P,16,FALSE),\"Check\")),0)","v":0},{"$f":"Summary!$D$8*(K815*'Average Project Size'!$F$6+L815*'Average Project Size'!$F$7+M815*'Average Project Size'!$F$8+N815*'Average Project Size'!$F$10+O815*'Average Project Size'!$F$9)/1000","v":0.13032087833814546},{"$f":"Summary!$D$8*(K815*F815*'Average Project Size'!$F$6+L815*G815*'Average Project Size'!$F$7+M815*H815*'Average Project Size'!$F$8+N815*I815*'Average Project Size'!$F$10+O815*J815*'Average Project Size'!$F$9)/1000","v":7.2145338304685028E-5}]
[null,{"$f":"'Peak Identification'!B814","v":"POCO13"},{"$f":"'Peak Identification'!D814","v":"S"},{"$f":"'Peak Identification'!E814","v":18},{"$f":"VLOOKUP($D816,'DER Output'!$S$17:$X$41,6,FALSE)","v":0.16032398020038169},{"$f":"IF($C816=\"S\",VLOOKUP($D816,'DER Output'!$S$18:$W$41,2,FALSE),VLOOKUP($D816,'DER Output'!$S$18:$W$41,3,FALSE))","v":0.17224423800777711},{"$f":"IF($C816=\"S\",VLOOKUP($D816,'DER Output'!$S$18:$W$41,4,FALSE),VLOOKUP($D816,'DER Output'!$S$18:$W$41,5,FALSE))","v":0.17224423800777711},{"$f":"IF($C816=\"S\",VLOOKUP($D816,'DER Output'!$S$18:$W$41,4,FALSE),VLOOKUP($D816,'DER Output'!$S$18:$W$41,5,FALSE))","v":0.17224423800777711},{"$f":"IF($C816=\"S\",VLOOKUP($D816,'DER Output'!$S$18:$W$41,4,FALSE),VLOOKUP($D816,'DER Output'!$S$18:$W$41,5,FALSE))","v":0.17224423800777711},{"$f":"IF($C816=\"S\",VLOOKUP($D816,'DER Output'!$S$18:$W$41,4,FALSE),VLOOKUP($D816,'DER Output'!$S$18:$W$41,5,FALSE))","v":0.17224423800777711},{"$f":"IFERROR(IF(OR(C816=\"S\",C816=\"D\"),VLOOKUP(B816,'Seasonal Customer Count'!$B:$I,4,FALSE),IF(C816=\"W\",VLOOKUP(B816,'Seasonal Customer Count'!$B:$P,12,FALSE),\"Check\")),0)","v":1086},{"$f":"IFERROR(IF(OR(C816=\"S\",C816=\"D\"),VLOOKUP(B816,'Seasonal Customer Count'!$B:$P,5,FALSE),IF(C816=\"W\",VLOOKUP(B816,'Seasonal Customer Count'!$B:$P,13,FALSE),\"Check\")),0)","v":24},{"$f":"IFERROR(IF(OR(C816=\"S\",C816=\"D\"),VLOOKUP(B816,'Seasonal Customer Count'!$B:$P,6,FALSE),IF(C816=\"W\",VLOOKUP(B816,'Seasonal Customer Count'!$B:$P,14,FALSE),\"Check\")),0)","v":22},{"$f":"IFERROR(IF(OR(C816=\"S\",C816=\"D\"),VLOOKUP(B816,'Seasonal Customer Count'!$B:$P,7,FALSE),IF(C816=\"W\",VLOOKUP(B816,'Seasonal Customer Count'!$B:$P,15,FALSE),\"Check\")),0)","v":0},{"$f":"IFERROR(IF(OR(C816=\"S\",C816=\"D\"),VLOOKUP(B816,'Seasonal Customer Count'!$B:$P,8,FALSE),IF(C816=\"W\",VLOOKUP(B816,'Seasonal Customer Count'!$B:$P,16,FALSE),\"Check\")),0)","v":2},{"$f":"Summary!$D$8*(K816*'Average Project Size'!$F$6+L816*'Average Project Size'!$F$7+M816*'Average Project Size'!$F$8+N816*'Average Project Size'!$F$10+O816*'Average Project Size'!$F$9)/1000","v":4.998165392187634E-2},{"$f":"Summary!$D$8*(K816*F816*'Average Project Size'!$F$6+L816*G816*'Average Project Size'!$F$7+M816*H816*'Average Project Size'!$F$8+N816*I816*'Average Project Size'!$F$10+O816*J816*'Average Project Size'!$F$9)/1000","v":8.6090518941420151E-3}]
[null,{"$f":"'Peak Identification'!B815","v":"POCO14"},{"$f":"'Peak Identification'!D815","v":"W"},{"$f":"'Peak Identification'!E815","v":18},{"$f":"VLOOKUP($D817,'DER Output'!$S$17:$X$41,6,FALSE)","v":0.16032398020038169},{"$f":"IF($C817=\"S\",VLOOKUP($D817,'DER Output'!$S$18:$W$41,2,FALSE),VLOOKUP($D817,'DER Output'!$S$18:$W$41,3,FALSE))","v":5.535976984247182E-4},{"$f":"IF($C817=\"S\",VLOOKUP($D817,'DER Output'!$S$18:$W$41,4,FALSE),VLOOKUP($D817,'DER Output'!$S$18:$W$41,5,FALSE))","v":5.535976984247182E-4},{"$f":"IF($C817=\"S\",VLOOKUP($D817,'DER Output'!$S$18:$W$41,4,FALSE),VLOOKUP($D817,'DER Output'!$S$18:$W$41,5,FALSE))","v":5.535976984247182E-4},{"$f":"IF($C817=\"S\",VLOOKUP($D817,'DER Output'!$S$18:$W$41,4,FALSE),VLOOKUP($D817,'DER Output'!$S$18:$W$41,5,FALSE))","v":5.535976984247182E-4},{"$f":"IF($C817=\"S\",VLOOKUP($D817,'DER Output'!$S$18:$W$41,4,FALSE),VLOOKUP($D817,'DER Output'!$S$18:$W$41,5,FALSE))","v":5.535976984247182E-4},{"$f":"IFERROR(IF(OR(C817=\"S\",C817=\"D\"),VLOOKUP(B817,'Seasonal Customer Count'!$B:$I,4,FALSE),IF(C817=\"W\",VLOOKUP(B817,'Seasonal Customer Count'!$B:$P,12,FALSE),\"Check\")),0)","v":26},{"$f":"IFERROR(IF(OR(C817=\"S\",C817=\"D\"),VLOOKUP(B817,'Seasonal Customer Count'!$B:$P,5,FALSE),IF(C817=\"W\",VLOOKUP(B817,'Seasonal Customer Count'!$B:$P,13,FALSE),\"Check\")),0)","v":40},{"$f":"IFERROR(IF(OR(C817=\"S\",C817=\"D\"),VLOOKUP(B817,'Seasonal Customer Count'!$B:$P,6,FALSE),IF(C817=\"W\",VLOOKUP(B817,'Seasonal Customer Count'!$B:$P,14,FALSE),\"Check\")),0)","v":0},{"$f":"IFERROR(IF(OR(C817=\"S\",C817=\"D\"),VLOOKUP(B817,'Seasonal Customer Count'!$B:$P,7,FALSE),IF(C817=\"W\",VLOOKUP(B817,'Seasonal Customer Count'!$B:$P,15,FALSE),\"Check\")),0)","v":164},{"$f":"IFERROR(IF(OR(C817=\"S\",C817=\"D\"),VLOOKUP(B817,'Seasonal Customer Count'!$B:$P,8,FALSE),IF(C817=\"W\",VLOOKUP(B817,'Seasonal Customer Count'!$B:$P,16,FALSE),\"Check\")),0)","v":0},{"$f":"Summary!$D$8*(K817*'Average Project Size'!$F$6+L817*'Average Project Size'!$F$7+M817*'Average Project Size'!$F$8+N817*'Average Project Size'!$F$10+O817*'Average Project Size'!$F$9)/1000","v":0.48539111187452993},{"$f":"Summary!$D$8*(K817*F817*'Average Project Size'!$F$6+L817*G817*'Average Project Size'!$F$7+M817*H817*'Average Project Size'!$F$8+N817*I817*'Average Project Size'!$F$10+O817*J817*'Average Project Size'!$F$9)/1000","v":2.687114023695547E-4}]
[null,{"$f":"'Peak Identification'!B816","v":"POCO15"},{"$f":"'Peak Identification'!D816","v":"W"},{"$f":"'Peak Identification'!E816","v":18},{"$f":"VLOOKUP($D818,'DER Output'!$S$17:$X$41,6,FALSE)","v":0.16032398020038169},{"$f":"IF($C818=\"S\",VLOOKUP($D818,'DER Output'!$S$18:$W$41,2,FALSE),VLOOKUP($D818,'DER Output'!$S$18:$W$41,3,FALSE))","v":5.535976984247182E-4},{"$f":"IF($C818=\"S\",VLOOKUP($D818,'DER Output'!$S$18:$W$41,4,FALSE),VLOOKUP($D818,'DER Output'!$S$18:$W$41,5,FALSE))","v":5.535976984247182E-4},{"$f":"IF($C818=\"S\",VLOOKUP($D818,'DER Output'!$S$18:$W$41,4,FALSE),VLOOKUP($D818,'DER Output'!$S$18:$W$41,5,FALSE))","v":5.535976984247182E-4},{"$f":"IF($C818=\"S\",VLOOKUP($D818,'DER Output'!$S$18:$W$41,4,FALSE),VLOOKUP($D818,'DER Output'!$S$18:$W$41,5,FALSE))","v":5.535976984247182E-4},{"$f":"IF($C818=\"S\",VLOOKUP($D818,'DER Output'!$S$18:$W$41,4,FALSE),VLOOKUP($D818,'DER Output'!$S$18:$W$41,5,FALSE))","v":5.535976984247182E-4},{"$f":"IFERROR(IF(OR(C818=\"S\",C818=\"D\"),VLOOKUP(B818,'Seasonal Customer Count'!$B:$I,4,FALSE),IF(C818=\"W\",VLOOKUP(B818,'Seasonal Customer Count'!$B:$P,12,FALSE),\"Check\")),0)","v":18},{"$f":"IFERROR(IF(OR(C818=\"S\",C818=\"D\"),VLOOKUP(B818,'Seasonal Customer Count'!$B:$P,5,FALSE),IF(C818=\"W\",VLOOKUP(B818,'Seasonal Customer Count'!$B:$P,13,FALSE),\"Check\")),0)","v":22},{"$f":"IFERROR(IF(OR(C818=\"S\",C818=\"D\"),VLOOKUP(B818,'Seasonal Customer Count'!$B:$P,6,FALSE),IF(C818=\"W\",VLOOKUP(B818,'Seasonal Customer Count'!$B:$P,14,FALSE),\"Check\")),0)","v":0},{"$f":"IFERROR(IF(OR(C818=\"S\",C818=\"D\"),VLOOKUP(B818,'Seasonal Customer Count'!$B:$P,7,FALSE),IF(C818=\"W\",VLOOKUP(B818,'Seasonal Customer Count'!$B:$P,15,FALSE),\"Check\")),0)","v":113},{"$f":"IFERROR(IF(OR(C818=\"S\",C818=\"D\"),VLOOKUP(B818,'Seasonal Customer Count'!$B:$P,8,FALSE),IF(C818=\"W\",VLOOKUP(B818,'Seasonal Customer Count'!$B:$P,16,FALSE),\"Check\")),0)","v":0},{"$f":"Summary!$D$8*(K818*'Average Project Size'!$F$6+L818*'Average Project Size'!$F$7+M818*'Average Project Size'!$F$8+N818*'Average Project Size'!$F$10+O818*'Average Project Size'!$F$9)/1000","v":0.334041828164099},{"$f":"Summary!$D$8*(K818*F818*'Average Project Size'!$F$6+L818*G818*'Average Project Size'!$F$7+M818*H818*'Average Project Size'!$F$8+N818*I818*'Average Project Size'!$F$10+O818*J818*'Average Project Size'!$F$9)/1000","v":1.8492478724923043E-4}]
[null,{"$f":"'Peak Identification'!B817","v":"POCO16"},{"$f":"'Peak Identification'!D817","v":"S"},{"$f":"'Peak Identification'!E817","v":18},{"$f":"VLOOKUP($D819,'DER Output'!$S$17:$X$41,6,FALSE)","v":0.16032398020038169},{"$f":"IF($C819=\"S\",VLOOKUP($D819,'DER Output'!$S$18:$W$41,2,FALSE),VLOOKUP($D819,'DER Output'!$S$18:$W$41,3,FALSE))","v":0.17224423800777711},{"$f":"IF($C819=\"S\",VLOOKUP($D819,'DER Output'!$S$18:$W$41,4,FALSE),VLOOKUP($D819,'DER Output'!$S$18:$W$41,5,FALSE))","v":0.17224423800777711},{"$f":"IF($C819=\"S\",VLOOKUP($D819,'DER Output'!$S$18:$W$41,4,FALSE),VLOOKUP($D819,'DER Output'!$S$18:$W$41,5,FALSE))","v":0.17224423800777711},{"$f":"IF($C819=\"S\",VLOOKUP($D819,'DER Output'!$S$18:$W$41,4,FALSE),VLOOKUP($D819,'DER Output'!$S$18:$W$41,5,FALSE))","v":0.17224423800777711},{"$f":"IF($C819=\"S\",VLOOKUP($D819,'DER Output'!$S$18:$W$41,4,FALSE),VLOOKUP($D819,'DER Output'!$S$18:$W$41,5,FALSE))","v":0.17224423800777711},{"$f":"IFERROR(IF(OR(C819=\"S\",C819=\"D\"),VLOOKUP(B819,'Seasonal Customer Count'!$B:$I,4,FALSE),IF(C819=\"W\",VLOOKUP(B819,'Seasonal Customer Count'!$B:$P,12,FALSE),\"Check\")),0)","v":49},{"$f":"IFERROR(IF(OR(C819=\"S\",C819=\"D\"),VLOOKUP(B819,'Seasonal Customer Count'!$B:$P,5,FALSE),IF(C819=\"W\",VLOOKUP(B819,'Seasonal Customer Count'!$B:$P,13,FALSE),\"Check\")),0)","v":53},{"$f":"IFERROR(IF(OR(C819=\"S\",C819=\"D\"),VLOOKUP(B819,'Seasonal Customer Count'!$B:$P,6,FALSE),IF(C819=\"W\",VLOOKUP(B819,'Seasonal Customer Count'!$B:$P,14,FALSE),\"Check\")),0)","v":81},{"$f":"IFERROR(IF(OR(C819=\"S\",C819=\"D\"),VLOOKUP(B819,'Seasonal Customer Count'!$B:$P,7,FALSE),IF(C819=\"W\",VLOOKUP(B819,'Seasonal Customer Count'!$B:$P,15,FALSE),\"Check\")),0)","v":0},{"$f":"IFERROR(IF(OR(C819=\"S\",C819=\"D\"),VLOOKUP(B819,'Seasonal Customer Count'!$B:$P,8,FALSE),IF(C819=\"W\",VLOOKUP(B819,'Seasonal Customer Count'!$B:$P,16,FALSE),\"Check\")),0)","v":0},{"$f":"Summary!$D$8*(K819*'Average Project Size'!$F$6+L819*'Average Project Size'!$F$7+M819*'Average Project Size'!$F$8+N819*'Average Project Size'!$F$10+O819*'Average Project Size'!$F$9)/1000","v":1.9765596407037393E-2},{"$f":"Summary!$D$8*(K819*F819*'Average Project Size'!$F$6+L819*G819*'Average Project Size'!$F$7+M819*H819*'Average Project Size'!$F$8+N819*I819*'Average Project Size'!$F$10+O819*J819*'Average Project Size'!$F$9)/1000","v":3.4045100918994129E-3}]
[null,{"$f":"'Peak Identification'!B818","v":"POCO T-053"},{"$f":"'Peak Identification'!D818","v":"W"},{"$f":"'Peak Identification'!E818","v":18},{"$f":"VLOOKUP($D820,'DER Output'!$S$17:$X$41,6,FALSE)","v":0.16032398020038169},{"$f":"IF($C820=\"S\",VLOOKUP($D820,'DER Output'!$S$18:$W$41,2,FALSE),VLOOKUP($D820,'DER Output'!$S$18:$W$41,3,FALSE))","v":5.535976984247182E-4},{"$f":"IF($C820=\"S\",VLOOKUP($D820,'DER Output'!$S$18:$W$41,4,FALSE),VLOOKUP($D820,'DER Output'!$S$18:$W$41,5,FALSE))","v":5.535976984247182E-4},{"$f":"IF($C820=\"S\",VLOOKUP($D820,'DER Output'!$S$18:$W$41,4,FALSE),VLOOKUP($D820,'DER Output'!$S$18:$W$41,5,FALSE))","v":5.535976984247182E-4},{"$f":"IF($C820=\"S\",VLOOKUP($D820,'DER Output'!$S$18:$W$41,4,FALSE),VLOOKUP($D820,'DER Output'!$S$18:$W$41,5,FALSE))","v":5.535976984247182E-4},{"$f":"IF($C820=\"S\",VLOOKUP($D820,'DER Output'!$S$18:$W$41,4,FALSE),VLOOKUP($D820,'DER Output'!$S$18:$W$41,5,FALSE))","v":5.535976984247182E-4},{"$f":"IFERROR(IF(OR(C820=\"S\",C820=\"D\"),VLOOKUP(B820,'Seasonal Customer Count'!$B:$I,4,FALSE),IF(C820=\"W\",VLOOKUP(B820,'Seasonal Customer Count'!$B:$P,12,FALSE),\"Check\")),0)","v":69},{"$f":"IFERROR(IF(OR(C820=\"S\",C820=\"D\"),VLOOKUP(B820,'Seasonal Customer Count'!$B:$P,5,FALSE),IF(C820=\"W\",VLOOKUP(B820,'Seasonal Customer Count'!$B:$P,13,FALSE),\"Check\")),0)","v":40},{"$f":"IFERROR(IF(OR(C820=\"S\",C820=\"D\"),VLOOKUP(B820,'Seasonal Customer Count'!$B:$P,6,FALSE),IF(C820=\"W\",VLOOKUP(B820,'Seasonal Customer Count'!$B:$P,14,FALSE),\"Check\")),0)","v":1},{"$f":"IFERROR(IF(OR(C820=\"S\",C820=\"D\"),VLOOKUP(B820,'Seasonal Customer Count'!$B:$P,7,FALSE),IF(C820=\"W\",VLOOKUP(B820,'Seasonal Customer Count'!$B:$P,15,FALSE),\"Check\")),0)","v":117},{"$f":"IFERROR(IF(OR(C820=\"S\",C820=\"D\"),VLOOKUP(B820,'Seasonal Customer Count'!$B:$P,8,FALSE),IF(C820=\"W\",VLOOKUP(B820,'Seasonal Customer Count'!$B:$P,16,FALSE),\"Check\")),0)","v":0},{"$f":"Summary!$D$8*(K820*'Average Project Size'!$F$6+L820*'Average Project Size'!$F$7+M820*'Average Project Size'!$F$8+N820*'Average Project Size'!$F$10+O820*'Average Project Size'!$F$9)/1000","v":0.34930321377592688},{"$f":"Summary!$D$8*(K820*F820*'Average Project Size'!$F$6+L820*G820*'Average Project Size'!$F$7+M820*H820*'Average Project Size'!$F$8+N820*I820*'Average Project Size'!$F$10+O820*J820*'Average Project Size'!$F$9)/1000","v":1.9337345519871042E-4}]
[null,{"$f":"'Peak Identification'!B819","v":"POCO T-054"},{"$f":"'Peak Identification'!D819","v":"D"},{"$f":"'Peak Identification'!E819","v":16},{"$f":"VLOOKUP($D821,'DER Output'!$S$17:$X$41,6,FALSE)","v":0.22644022312513051},{"$f":"IF($C821=\"S\",VLOOKUP($D821,'DER Output'!$S$18:$W$41,2,FALSE),VLOOKUP($D821,'DER Output'!$S$18:$W$41,3,FALSE))","v":8.1567307668477237E-2},{"$f":"IF($C821=\"S\",VLOOKUP($D821,'DER Output'!$S$18:$W$41,4,FALSE),VLOOKUP($D821,'DER Output'!$S$18:$W$41,5,FALSE))","v":8.1567307668477237E-2},{"$f":"IF($C821=\"S\",VLOOKUP($D821,'DER Output'!$S$18:$W$41,4,FALSE),VLOOKUP($D821,'DER Output'!$S$18:$W$41,5,FALSE))","v":8.1567307668477237E-2},{"$f":"IF($C821=\"S\",VLOOKUP($D821,'DER Output'!$S$18:$W$41,4,FALSE),VLOOKUP($D821,'DER Output'!$S$18:$W$41,5,FALSE))","v":8.1567307668477237E-2},{"$f":"IF($C821=\"S\",VLOOKUP($D821,'DER Output'!$S$18:$W$41,4,FALSE),VLOOKUP($D821,'DER Output'!$S$18:$W$41,5,FALSE))","v":8.1567307668477237E-2},{"$f":"IFERROR(IF(OR(C821=\"S\",C821=\"D\"),VLOOKUP(B821,'Seasonal Customer Count'!$B:$I,4,FALSE),IF(C821=\"W\",VLOOKUP(B821,'Seasonal Customer Count'!$B:$P,12,FALSE),\"Check\")),0)","v":1108},{"$f":"IFERROR(IF(OR(C821=\"S\",C821=\"D\"),VLOOKUP(B821,'Seasonal Customer Count'!$B:$P,5,FALSE),IF(C821=\"W\",VLOOKUP(B821,'Seasonal Customer Count'!$B:$P,13,FALSE),\"Check\")),0)","v":103},{"$f":"IFERROR(IF(OR(C821=\"S\",C821=\"D\"),VLOOKUP(B821,'Seasonal Customer Count'!$B:$P,6,FALSE),IF(C821=\"W\",VLOOKUP(B821,'Seasonal Customer Count'!$B:$P,14,FALSE),\"Check\")),0)","v":154},{"$f":"IFERROR(IF(OR(C821=\"S\",C821=\"D\"),VLOOKUP(B821,'Seasonal Customer Count'!$B:$P,7,FALSE),IF(C821=\"W\",VLOOKUP(B821,'Seasonal Customer Count'!$B:$P,15,FALSE),\"Check\")),0)","v":0},{"$f":"IFERROR(IF(OR(C821=\"S\",C821=\"D\"),VLOOKUP(B821,'Seasonal Customer Count'!$B:$P,8,FALSE),IF(C821=\"W\",VLOOKUP(B821,'Seasonal Customer Count'!$B:$P,16,FALSE),\"Check\")),0)","v":1},{"$f":"Summary!$D$8*(K821*'Average Project Size'!$F$6+L821*'Average Project Size'!$F$7+M821*'Average Project Size'!$F$8+N821*'Average Project Size'!$F$10+O821*'Average Project Size'!$F$9)/1000","v":7.8716173977153914E-2},{"$f":"Summary!$D$8*(K821*F821*'Average Project Size'!$F$6+L821*G821*'Average Project Size'!$F$7+M821*H821*'Average Project Size'!$F$8+N821*I821*'Average Project Size'!$F$10+O821*J821*'Average Project Size'!$F$9)/1000","v":6.420666381279895E-3}]
[null,{"$f":"'Peak Identification'!B820","v":"POLN11"},{"$f":"'Peak Identification'!D820","v":"S"},{"$f":"'Peak Identification'!E820","v":19},{"$f":"VLOOKUP($D822,'DER Output'!$S$17:$X$41,6,FALSE)","v":0.11066797934994306},{"$f":"IF($C822=\"S\",VLOOKUP($D822,'DER Output'!$S$18:$W$41,2,FALSE),VLOOKUP($D822,'DER Output'!$S$18:$W$41,3,FALSE))","v":7.5840560103576066E-2},{"$f":"IF($C822=\"S\",VLOOKUP($D822,'DER Output'!$S$18:$W$41,4,FALSE),VLOOKUP($D822,'DER Output'!$S$18:$W$41,5,FALSE))","v":7.5840560103576066E-2},{"$f":"IF($C822=\"S\",VLOOKUP($D822,'DER Output'!$S$18:$W$41,4,FALSE),VLOOKUP($D822,'DER Output'!$S$18:$W$41,5,FALSE))","v":7.5840560103576066E-2},{"$f":"IF($C822=\"S\",VLOOKUP($D822,'DER Output'!$S$18:$W$41,4,FALSE),VLOOKUP($D822,'DER Output'!$S$18:$W$41,5,FALSE))","v":7.5840560103576066E-2},{"$f":"IF($C822=\"S\",VLOOKUP($D822,'DER Output'!$S$18:$W$41,4,FALSE),VLOOKUP($D822,'DER Output'!$S$18:$W$41,5,FALSE))","v":7.5840560103576066E-2},{"$f":"IFERROR(IF(OR(C822=\"S\",C822=\"D\"),VLOOKUP(B822,'Seasonal Customer Count'!$B:$I,4,FALSE),IF(C822=\"W\",VLOOKUP(B822,'Seasonal Customer Count'!$B:$P,12,FALSE),\"Check\")),0)","v":972},{"$f":"IFERROR(IF(OR(C822=\"S\",C822=\"D\"),VLOOKUP(B822,'Seasonal Customer Count'!$B:$P,5,FALSE),IF(C822=\"W\",VLOOKUP(B822,'Seasonal Customer Count'!$B:$P,13,FALSE),\"Check\")),0)","v":36},{"$f":"IFERROR(IF(OR(C822=\"S\",C822=\"D\"),VLOOKUP(B822,'Seasonal Customer Count'!$B:$P,6,FALSE),IF(C822=\"W\",VLOOKUP(B822,'Seasonal Customer Count'!$B:$P,14,FALSE),\"Check\")),0)","v":40},{"$f":"IFERROR(IF(OR(C822=\"S\",C822=\"D\"),VLOOKUP(B822,'Seasonal Customer Count'!$B:$P,7,FALSE),IF(C822=\"W\",VLOOKUP(B822,'Seasonal Customer Count'!$B:$P,15,FALSE),\"Check\")),0)","v":2},{"$f":"IFERROR(IF(OR(C822=\"S\",C822=\"D\"),VLOOKUP(B822,'Seasonal Customer Count'!$B:$P,8,FALSE),IF(C822=\"W\",VLOOKUP(B822,'Seasonal Customer Count'!$B:$P,16,FALSE),\"Check\")),0)","v":9},{"$f":"Summary!$D$8*(K822*'Average Project Size'!$F$6+L822*'Average Project Size'!$F$7+M822*'Average Project Size'!$F$8+N822*'Average Project Size'!$F$10+O822*'Average Project Size'!$F$9)/1000","v":5.9749525713970741E-2},{"$f":"Summary!$D$8*(K822*F822*'Average Project Size'!$F$6+L822*G822*'Average Project Size'!$F$7+M822*H822*'Average Project Size'!$F$8+N822*I822*'Average Project Size'!$F$10+O822*J822*'Average Project Size'!$F$9)/1000","v":4.5314374960705615E-3}]
[null,{"$f":"'Peak Identification'!B821","v":"POLN12"},{"$f":"'Peak Identification'!D821","v":"W"},{"$f":"'Peak Identification'!E821","v":7},{"$f":"VLOOKUP($D823,'DER Output'!$S$17:$X$41,6,FALSE)","v":0},{"$f":"IF($C823=\"S\",VLOOKUP($D823,'DER Output'!$S$18:$W$41,2,FALSE),VLOOKUP($D823,'DER Output'!$S$18:$W$41,3,FALSE))","v":1.6354374218706029E-3},{"$f":"IF($C823=\"S\",VLOOKUP($D823,'DER Output'!$S$18:$W$41,4,FALSE),VLOOKUP($D823,'DER Output'!$S$18:$W$41,5,FALSE))","v":1.6354374218706029E-3},{"$f":"IF($C823=\"S\",VLOOKUP($D823,'DER Output'!$S$18:$W$41,4,FALSE),VLOOKUP($D823,'DER Output'!$S$18:$W$41,5,FALSE))","v":1.6354374218706029E-3},{"$f":"IF($C823=\"S\",VLOOKUP($D823,'DER Output'!$S$18:$W$41,4,FALSE),VLOOKUP($D823,'DER Output'!$S$18:$W$41,5,FALSE))","v":1.6354374218706029E-3},{"$f":"IF($C823=\"S\",VLOOKUP($D823,'DER Output'!$S$18:$W$41,4,FALSE),VLOOKUP($D823,'DER Output'!$S$18:$W$41,5,FALSE))","v":1.6354374218706029E-3},{"$f":"IFERROR(IF(OR(C823=\"S\",C823=\"D\"),VLOOKUP(B823,'Seasonal Customer Count'!$B:$I,4,FALSE),IF(C823=\"W\",VLOOKUP(B823,'Seasonal Customer Count'!$B:$P,12,FALSE),\"Check\")),0)","v":61},{"$f":"IFERROR(IF(OR(C823=\"S\",C823=\"D\"),VLOOKUP(B823,'Seasonal Customer Count'!$B:$P,5,FALSE),IF(C823=\"W\",VLOOKUP(B823,'Seasonal Customer Count'!$B:$P,13,FALSE),\"Check\")),0)","v":64},{"$f":"IFERROR(IF(OR(C823=\"S\",C823=\"D\"),VLOOKUP(B823,'Seasonal Customer Count'!$B:$P,6,FALSE),IF(C823=\"W\",VLOOKUP(B823,'Seasonal Customer Count'!$B:$P,14,FALSE),\"Check\")),0)","v":0},{"$f":"IFERROR(IF(OR(C823=\"S\",C823=\"D\"),VLOOKUP(B823,'Seasonal Customer Count'!$B:$P,7,FALSE),IF(C823=\"W\",VLOOKUP(B823,'Seasonal Customer Count'!$B:$P,15,FALSE),\"Check\")),0)","v":248},{"$f":"IFERROR(IF(OR(C823=\"S\",C823=\"D\"),VLOOKUP(B823,'Seasonal Customer Count'!$B:$P,8,FALSE),IF(C823=\"W\",VLOOKUP(B823,'Seasonal Customer Count'!$B:$P,16,FALSE),\"Check\")),0)","v":0},{"$f":"Summary!$D$8*(K823*'Average Project Size'!$F$6+L823*'Average Project Size'!$F$7+M823*'Average Project Size'!$F$8+N823*'Average Project Size'!$F$10+O823*'Average Project Size'!$F$9)/1000","v":0.73512551944031368},{"$f":"Summary!$D$8*(K823*F823*'Average Project Size'!$F$6+L823*G823*'Average Project Size'!$F$7+M823*H823*'Average Project Size'!$F$8+N823*I823*'Average Project Size'!$F$10+O823*J823*'Average Project Size'!$F$9)/1000","v":1.2022517842647546E-3}]
[null,{"$f":"'Peak Identification'!B822","v":"POLN13"},{"$f":"'Peak Identification'!D822","v":"S"},{"$f":"'Peak Identification'!E822","v":15},{"$f":"VLOOKUP($D824,'DER Output'!$S$17:$X$41,6,FALSE)","v":0.24675324675324678},{"$f":"IF($C824=\"S\",VLOOKUP($D824,'DER Output'!$S$18:$W$41,2,FALSE),VLOOKUP($D824,'DER Output'!$S$18:$W$41,3,FALSE))","v":0.57498529407079435},{"$f":"IF($C824=\"S\",VLOOKUP($D824,'DER Output'!$S$18:$W$41,4,FALSE),VLOOKUP($D824,'DER Output'!$S$18:$W$41,5,FALSE))","v":0.57498529407079435},{"$f":"IF($C824=\"S\",VLOOKUP($D824,'DER Output'!$S$18:$W$41,4,FALSE),VLOOKUP($D824,'DER Output'!$S$18:$W$41,5,FALSE))","v":0.57498529407079435},{"$f":"IF($C824=\"S\",VLOOKUP($D824,'DER Output'!$S$18:$W$41,4,FALSE),VLOOKUP($D824,'DER Output'!$S$18:$W$41,5,FALSE))","v":0.57498529407079435},{"$f":"IF($C824=\"S\",VLOOKUP($D824,'DER Output'!$S$18:$W$41,4,FALSE),VLOOKUP($D824,'DER Output'!$S$18:$W$41,5,FALSE))","v":0.57498529407079435},{"$f":"IFERROR(IF(OR(C824=\"S\",C824=\"D\"),VLOOKUP(B824,'Seasonal Customer Count'!$B:$I,4,FALSE),IF(C824=\"W\",VLOOKUP(B824,'Seasonal Customer Count'!$B:$P,12,FALSE),\"Check\")),0)","v":2},{"$f":"IFERROR(IF(OR(C824=\"S\",C824=\"D\"),VLOOKUP(B824,'Seasonal Customer Count'!$B:$P,5,FALSE),IF(C824=\"W\",VLOOKUP(B824,'Seasonal Customer Count'!$B:$P,13,FALSE),\"Check\")),0)","v":0},{"$f":"IFERROR(IF(OR(C824=\"S\",C824=\"D\"),VLOOKUP(B824,'Seasonal Customer Count'!$B:$P,6,FALSE),IF(C824=\"W\",VLOOKUP(B824,'Seasonal Customer Count'!$B:$P,14,FALSE),\"Check\")),0)","v":0},{"$f":"IFERROR(IF(OR(C824=\"S\",C824=\"D\"),VLOOKUP(B824,'Seasonal Customer Count'!$B:$P,7,FALSE),IF(C824=\"W\",VLOOKUP(B824,'Seasonal Customer Count'!$B:$P,15,FALSE),\"Check\")),0)","v":1},{"$f":"IFERROR(IF(OR(C824=\"S\",C824=\"D\"),VLOOKUP(B824,'Seasonal Customer Count'!$B:$P,8,FALSE),IF(C824=\"W\",VLOOKUP(B824,'Seasonal Customer Count'!$B:$P,16,FALSE),\"Check\")),0)","v":0},{"$f":"Summary!$D$8*(K824*'Average Project Size'!$F$6+L824*'Average Project Size'!$F$7+M824*'Average Project Size'!$F$8+N824*'Average Project Size'!$F$10+O824*'Average Project Size'!$F$9)/1000","v":3.0150057832858102E-3},{"$f":"Summary!$D$8*(K824*F824*'Average Project Size'!$F$6+L824*G824*'Average Project Size'!$F$7+M824*H824*'Average Project Size'!$F$8+N824*I824*'Average Project Size'!$F$10+O824*J824*'Average Project Size'!$F$9)/1000","v":1.7335839869277371E-3}]
[null,{"$f":"'Peak Identification'!B823","v":"POLN T-131"},{"$f":"'Peak Identification'!D823","v":"S"},{"$f":"'Peak Identification'!E823","v":18},{"$f":"VLOOKUP($D825,'DER Output'!$S$17:$X$41,6,FALSE)","v":0.16032398020038169},{"$f":"IF($C825=\"S\",VLOOKUP($D825,'DER Output'!$S$18:$W$41,2,FALSE),VLOOKUP($D825,'DER Output'!$S$18:$W$41,3,FALSE))","v":0.17224423800777711},{"$f":"IF($C825=\"S\",VLOOKUP($D825,'DER Output'!$S$18:$W$41,4,FALSE),VLOOKUP($D825,'DER Output'!$S$18:$W$41,5,FALSE))","v":0.17224423800777711},{"$f":"IF($C825=\"S\",VLOOKUP($D825,'DER Output'!$S$18:$W$41,4,FALSE),VLOOKUP($D825,'DER Output'!$S$18:$W$41,5,FALSE))","v":0.17224423800777711},{"$f":"IF($C825=\"S\",VLOOKUP($D825,'DER Output'!$S$18:$W$41,4,FALSE),VLOOKUP($D825,'DER Output'!$S$18:$W$41,5,FALSE))","v":0.17224423800777711},{"$f":"IF($C825=\"S\",VLOOKUP($D825,'DER Output'!$S$18:$W$41,4,FALSE),VLOOKUP($D825,'DER Output'!$S$18:$W$41,5,FALSE))","v":0.17224423800777711},{"$f":"IFERROR(IF(OR(C825=\"S\",C825=\"D\"),VLOOKUP(B825,'Seasonal Customer Count'!$B:$I,4,FALSE),IF(C825=\"W\",VLOOKUP(B825,'Seasonal Customer Count'!$B:$P,12,FALSE),\"Check\")),0)","v":1505},{"$f":"IFERROR(IF(OR(C825=\"S\",C825=\"D\"),VLOOKUP(B825,'Seasonal Customer Count'!$B:$P,5,FALSE),IF(C825=\"W\",VLOOKUP(B825,'Seasonal Customer Count'!$B:$P,13,FALSE),\"Check\")),0)","v":85},{"$f":"IFERROR(IF(OR(C825=\"S\",C825=\"D\"),VLOOKUP(B825,'Seasonal Customer Count'!$B:$P,6,FALSE),IF(C825=\"W\",VLOOKUP(B825,'Seasonal Customer Count'!$B:$P,14,FALSE),\"Check\")),0)","v":90},{"$f":"IFERROR(IF(OR(C825=\"S\",C825=\"D\"),VLOOKUP(B825,'Seasonal Customer Count'!$B:$P,7,FALSE),IF(C825=\"W\",VLOOKUP(B825,'Seasonal Customer Count'!$B:$P,15,FALSE),\"Check\")),0)","v":3},{"$f":"IFERROR(IF(OR(C825=\"S\",C825=\"D\"),VLOOKUP(B825,'Seasonal Customer Count'!$B:$P,8,FALSE),IF(C825=\"W\",VLOOKUP(B825,'Seasonal Customer Count'!$B:$P,16,FALSE),\"Check\")),0)","v":59},{"$f":"Summary!$D$8*(K825*'Average Project Size'!$F$6+L825*'Average Project Size'!$F$7+M825*'Average Project Size'!$F$8+N825*'Average Project Size'!$F$10+O825*'Average Project Size'!$F$9)/1000","v":0.12786495761847813},{"$f":"Summary!$D$8*(K825*F825*'Average Project Size'!$F$6+L825*G825*'Average Project Size'!$F$7+M825*H825*'Average Project Size'!$F$8+N825*I825*'Average Project Size'!$F$10+O825*J825*'Average Project Size'!$F$9)/1000","v":2.2024002192891485E-2}]
[null,{"$f":"'Peak Identification'!B824","v":"PRIN11"},{"$f":"'Peak Identification'!D824","v":"S"},{"$f":"'Peak Identification'!E824","v":17},{"$f":"VLOOKUP($D826,'DER Output'!$S$17:$X$41,6,FALSE)","v":0.19174838710475617},{"$f":"IF($C826=\"S\",VLOOKUP($D826,'DER Output'!$S$18:$W$41,2,FALSE),VLOOKUP($D826,'DER Output'!$S$18:$W$41,3,FALSE))","v":0.30300399777640191},{"$f":"IF($C826=\"S\",VLOOKUP($D826,'DER Output'!$S$18:$W$41,4,FALSE),VLOOKUP($D826,'DER Output'!$S$18:$W$41,5,FALSE))","v":0.30300399777640191},{"$f":"IF($C826=\"S\",VLOOKUP($D826,'DER Output'!$S$18:$W$41,4,FALSE),VLOOKUP($D826,'DER Output'!$S$18:$W$41,5,FALSE))","v":0.30300399777640191},{"$f":"IF($C826=\"S\",VLOOKUP($D826,'DER Output'!$S$18:$W$41,4,FALSE),VLOOKUP($D826,'DER Output'!$S$18:$W$41,5,FALSE))","v":0.30300399777640191},{"$f":"IF($C826=\"S\",VLOOKUP($D826,'DER Output'!$S$18:$W$41,4,FALSE),VLOOKUP($D826,'DER Output'!$S$18:$W$41,5,FALSE))","v":0.30300399777640191},{"$f":"IFERROR(IF(OR(C826=\"S\",C826=\"D\"),VLOOKUP(B826,'Seasonal Customer Count'!$B:$I,4,FALSE),IF(C826=\"W\",VLOOKUP(B826,'Seasonal Customer Count'!$B:$P,12,FALSE),\"Check\")),0)","v":98},{"$f":"IFERROR(IF(OR(C826=\"S\",C826=\"D\"),VLOOKUP(B826,'Seasonal Customer Count'!$B:$P,5,FALSE),IF(C826=\"W\",VLOOKUP(B826,'Seasonal Customer Count'!$B:$P,13,FALSE),\"Check\")),0)","v":8},{"$f":"IFERROR(IF(OR(C826=\"S\",C826=\"D\"),VLOOKUP(B826,'Seasonal Customer Count'!$B:$P,6,FALSE),IF(C826=\"W\",VLOOKUP(B826,'Seasonal Customer Count'!$B:$P,14,FALSE),\"Check\")),0)","v":12},{"$f":"IFERROR(IF(OR(C826=\"S\",C826=\"D\"),VLOOKUP(B826,'Seasonal Customer Count'!$B:$P,7,FALSE),IF(C826=\"W\",VLOOKUP(B826,'Seasonal Customer Count'!$B:$P,15,FALSE),\"Check\")),0)","v":0},{"$f":"IFERROR(IF(OR(C826=\"S\",C826=\"D\"),VLOOKUP(B826,'Seasonal Customer Count'!$B:$P,8,FALSE),IF(C826=\"W\",VLOOKUP(B826,'Seasonal Customer Count'!$B:$P,16,FALSE),\"Check\")),0)","v":60},{"$f":"Summary!$D$8*(K826*'Average Project Size'!$F$6+L826*'Average Project Size'!$F$7+M826*'Average Project Size'!$F$8+N826*'Average Project Size'!$F$10+O826*'Average Project Size'!$F$9)/1000","v":4.4707539420448209E-2},{"$f":"Summary!$D$8*(K826*F826*'Average Project Size'!$F$6+L826*G826*'Average Project Size'!$F$7+M826*H826*'Average Project Size'!$F$8+N826*I826*'Average Project Size'!$F$10+O826*J826*'Average Project Size'!$F$9)/1000","v":1.3546563175141886E-2}]
[null,{"$f":"'Peak Identification'!B825","v":"PRIN12"},{"$f":"'Peak Identification'!D825","v":"S"},{"$f":"'Peak Identification'!E825","v":9},{"$f":"VLOOKUP($D827,'DER Output'!$S$17:$X$41,6,FALSE)","v":0},{"$f":"IF($C827=\"S\",VLOOKUP($D827,'DER Output'!$S$18:$W$41,2,FALSE),VLOOKUP($D827,'DER Output'!$S$18:$W$41,3,FALSE))","v":0.33510518636371905},{"$f":"IF($C827=\"S\",VLOOKUP($D827,'DER Output'!$S$18:$W$41,4,FALSE),VLOOKUP($D827,'DER Output'!$S$18:$W$41,5,FALSE))","v":0.33510518636371905},{"$f":"IF($C827=\"S\",VLOOKUP($D827,'DER Output'!$S$18:$W$41,4,FALSE),VLOOKUP($D827,'DER Output'!$S$18:$W$41,5,FALSE))","v":0.33510518636371905},{"$f":"IF($C827=\"S\",VLOOKUP($D827,'DER Output'!$S$18:$W$41,4,FALSE),VLOOKUP($D827,'DER Output'!$S$18:$W$41,5,FALSE))","v":0.33510518636371905},{"$f":"IF($C827=\"S\",VLOOKUP($D827,'DER Output'!$S$18:$W$41,4,FALSE),VLOOKUP($D827,'DER Output'!$S$18:$W$41,5,FALSE))","v":0.33510518636371905},{"$f":"IFERROR(IF(OR(C827=\"S\",C827=\"D\"),VLOOKUP(B827,'Seasonal Customer Count'!$B:$I,4,FALSE),IF(C827=\"W\",VLOOKUP(B827,'Seasonal Customer Count'!$B:$P,12,FALSE),\"Check\")),0)","v":49},{"$f":"IFERROR(IF(OR(C827=\"S\",C827=\"D\"),VLOOKUP(B827,'Seasonal Customer Count'!$B:$P,5,FALSE),IF(C827=\"W\",VLOOKUP(B827,'Seasonal Customer Count'!$B:$P,13,FALSE),\"Check\")),0)","v":5},{"$f":"IFERROR(IF(OR(C827=\"S\",C827=\"D\"),VLOOKUP(B827,'Seasonal Customer Count'!$B:$P,6,FALSE),IF(C827=\"W\",VLOOKUP(B827,'Seasonal Customer Count'!$B:$P,14,FALSE),\"Check\")),0)","v":22},{"$f":"IFERROR(IF(OR(C827=\"S\",C827=\"D\"),VLOOKUP(B827,'Seasonal Customer Count'!$B:$P,7,FALSE),IF(C827=\"W\",VLOOKUP(B827,'Seasonal Customer Count'!$B:$P,15,FALSE),\"Check\")),0)","v":0},{"$f":"IFERROR(IF(OR(C827=\"S\",C827=\"D\"),VLOOKUP(B827,'Seasonal Customer Count'!$B:$P,8,FALSE),IF(C827=\"W\",VLOOKUP(B827,'Seasonal Customer Count'!$B:$P,16,FALSE),\"Check\")),0)","v":49},{"$f":"Summary!$D$8*(K827*'Average Project Size'!$F$6+L827*'Average Project Size'!$F$7+M827*'Average Project Size'!$F$8+N827*'Average Project Size'!$F$10+O827*'Average Project Size'!$F$9)/1000","v":3.7263386645947118E-2},{"$f":"Summary!$D$8*(K827*F827*'Average Project Size'!$F$6+L827*G827*'Average Project Size'!$F$7+M827*H827*'Average Project Size'!$F$8+N827*I827*'Average Project Size'!$F$10+O827*J827*'Average Project Size'!$F$9)/1000","v":1.2487154126533426E-2}]
[null,{"$f":"'Peak Identification'!B826","v":"PRIN T-051"},{"$f":"'Peak Identification'!D826","v":"S"},{"$f":"'Peak Identification'!E826","v":20},{"$f":"VLOOKUP($D828,'DER Output'!$S$17:$X$41,6,FALSE)","v":2.7072953014838841E-3},{"$f":"IF($C828=\"S\",VLOOKUP($D828,'DER Output'!$S$18:$W$41,2,FALSE),VLOOKUP($D828,'DER Output'!$S$18:$W$41,3,FALSE))","v":2.0294966704587497E-2},{"$f":"IF($C828=\"S\",VLOOKUP($D828,'DER Output'!$S$18:$W$41,4,FALSE),VLOOKUP($D828,'DER Output'!$S$18:$W$41,5,FALSE))","v":2.0294966704587497E-2},{"$f":"IF($C828=\"S\",VLOOKUP($D828,'DER Output'!$S$18:$W$41,4,FALSE),VLOOKUP($D828,'DER Output'!$S$18:$W$41,5,FALSE))","v":2.0294966704587497E-2},{"$f":"IF($C828=\"S\",VLOOKUP($D828,'DER Output'!$S$18:$W$41,4,FALSE),VLOOKUP($D828,'DER Output'!$S$18:$W$41,5,FALSE))","v":2.0294966704587497E-2},{"$f":"IF($C828=\"S\",VLOOKUP($D828,'DER Output'!$S$18:$W$41,4,FALSE),VLOOKUP($D828,'DER Output'!$S$18:$W$41,5,FALSE))","v":2.0294966704587497E-2},{"$f":"IFERROR(IF(OR(C828=\"S\",C828=\"D\"),VLOOKUP(B828,'Seasonal Customer Count'!$B:$I,4,FALSE),IF(C828=\"W\",VLOOKUP(B828,'Seasonal Customer Count'!$B:$P,12,FALSE),\"Check\")),0)","v":147},{"$f":"IFERROR(IF(OR(C828=\"S\",C828=\"D\"),VLOOKUP(B828,'Seasonal Customer Count'!$B:$P,5,FALSE),IF(C828=\"W\",VLOOKUP(B828,'Seasonal Customer Count'!$B:$P,13,FALSE),\"Check\")),0)","v":13},{"$f":"IFERROR(IF(OR(C828=\"S\",C828=\"D\"),VLOOKUP(B828,'Seasonal Customer Count'!$B:$P,6,FALSE),IF(C828=\"W\",VLOOKUP(B828,'Seasonal Customer Count'!$B:$P,14,FALSE),\"Check\")),0)","v":34},{"$f":"IFERROR(IF(OR(C828=\"S\",C828=\"D\"),VLOOKUP(B828,'Seasonal Customer Count'!$B:$P,7,FALSE),IF(C828=\"W\",VLOOKUP(B828,'Seasonal Customer Count'!$B:$P,15,FALSE),\"Check\")),0)","v":0},{"$f":"IFERROR(IF(OR(C828=\"S\",C828=\"D\"),VLOOKUP(B828,'Seasonal Customer Count'!$B:$P,8,FALSE),IF(C828=\"W\",VLOOKUP(B828,'Seasonal Customer Count'!$B:$P,16,FALSE),\"Check\")),0)","v":109},{"$f":"Summary!$D$8*(K828*'Average Project Size'!$F$6+L828*'Average Project Size'!$F$7+M828*'Average Project Size'!$F$8+N828*'Average Project Size'!$F$10+O828*'Average Project Size'!$F$9)/1000","v":8.1970926066395305E-2},{"$f":"Summary!$D$8*(K828*F828*'Average Project Size'!$F$6+L828*G828*'Average Project Size'!$F$7+M828*H828*'Average Project Size'!$F$8+N828*I828*'Average Project Size'!$F$10+O828*J828*'Average Project Size'!$F$9)/1000","v":1.6635972152616962E-3}]
[null,{"$f":"'Peak Identification'!B827","v":"PRMA11"},{"$f":"'Peak Identification'!D827","v":"W"},{"$f":"'Peak Identification'!E827","v":9},{"$f":"VLOOKUP($D829,'DER Output'!$S$17:$X$41,6,FALSE)","v":0},{"$f":"IF($C829=\"S\",VLOOKUP($D829,'DER Output'!$S$18:$W$41,2,FALSE),VLOOKUP($D829,'DER Output'!$S$18:$W$41,3,FALSE))","v":9.9257193152337234E-2},{"$f":"IF($C829=\"S\",VLOOKUP($D829,'DER Output'!$S$18:$W$41,4,FALSE),VLOOKUP($D829,'DER Output'!$S$18:$W$41,5,FALSE))","v":9.9257193152337234E-2},{"$f":"IF($C829=\"S\",VLOOKUP($D829,'DER Output'!$S$18:$W$41,4,FALSE),VLOOKUP($D829,'DER Output'!$S$18:$W$41,5,FALSE))","v":9.9257193152337234E-2},{"$f":"IF($C829=\"S\",VLOOKUP($D829,'DER Output'!$S$18:$W$41,4,FALSE),VLOOKUP($D829,'DER Output'!$S$18:$W$41,5,FALSE))","v":9.9257193152337234E-2},{"$f":"IF($C829=\"S\",VLOOKUP($D829,'DER Output'!$S$18:$W$41,4,FALSE),VLOOKUP($D829,'DER Output'!$S$18:$W$41,5,FALSE))","v":9.9257193152337234E-2},{"$f":"IFERROR(IF(OR(C829=\"S\",C829=\"D\"),VLOOKUP(B829,'Seasonal Customer Count'!$B:$I,4,FALSE),IF(C829=\"W\",VLOOKUP(B829,'Seasonal Customer Count'!$B:$P,12,FALSE),\"Check\")),0)","v":97},{"$f":"IFERROR(IF(OR(C829=\"S\",C829=\"D\"),VLOOKUP(B829,'Seasonal Customer Count'!$B:$P,5,FALSE),IF(C829=\"W\",VLOOKUP(B829,'Seasonal Customer Count'!$B:$P,13,FALSE),\"Check\")),0)","v":64},{"$f":"IFERROR(IF(OR(C829=\"S\",C829=\"D\"),VLOOKUP(B829,'Seasonal Customer Count'!$B:$P,6,FALSE),IF(C829=\"W\",VLOOKUP(B829,'Seasonal Customer Count'!$B:$P,14,FALSE),\"Check\")),0)","v":0},{"$f":"IFERROR(IF(OR(C829=\"S\",C829=\"D\"),VLOOKUP(B829,'Seasonal Customer Count'!$B:$P,7,FALSE),IF(C829=\"W\",VLOOKUP(B829,'Seasonal Customer Count'!$B:$P,15,FALSE),\"Check\")),0)","v":49},{"$f":"IFERROR(IF(OR(C829=\"S\",C829=\"D\"),VLOOKUP(B829,'Seasonal Customer Count'!$B:$P,8,FALSE),IF(C829=\"W\",VLOOKUP(B829,'Seasonal Customer Count'!$B:$P,16,FALSE),\"Check\")),0)","v":0},{"$f":"Summary!$D$8*(K829*'Average Project Size'!$F$6+L829*'Average Project Size'!$F$7+M829*'Average Project Size'!$F$8+N829*'Average Project Size'!$F$10+O829*'Average Project Size'!$F$9)/1000","v":0.15238973152589044},{"$f":"Summary!$D$8*(K829*F829*'Average Project Size'!$F$6+L829*G829*'Average Project Size'!$F$7+M829*H829*'Average Project Size'!$F$8+N829*I829*'Average Project Size'!$F$10+O829*J829*'Average Project Size'!$F$9)/1000","v":1.5125777016498126E-2}]
[null,{"$f":"'Peak Identification'!B828","v":"PRMA12"},{"$f":"'Peak Identification'!D828","v":"W"},{"$f":"'Peak Identification'!E828","v":7},{"$f":"VLOOKUP($D830,'DER Output'!$S$17:$X$41,6,FALSE)","v":0},{"$f":"IF($C830=\"S\",VLOOKUP($D830,'DER Output'!$S$18:$W$41,2,FALSE),VLOOKUP($D830,'DER Output'!$S$18:$W$41,3,FALSE))","v":1.6354374218706029E-3},{"$f":"IF($C830=\"S\",VLOOKUP($D830,'DER Output'!$S$18:$W$41,4,FALSE),VLOOKUP($D830,'DER Output'!$S$18:$W$41,5,FALSE))","v":1.6354374218706029E-3},{"$f":"IF($C830=\"S\",VLOOKUP($D830,'DER Output'!$S$18:$W$41,4,FALSE),VLOOKUP($D830,'DER Output'!$S$18:$W$41,5,FALSE))","v":1.6354374218706029E-3},{"$f":"IF($C830=\"S\",VLOOKUP($D830,'DER Output'!$S$18:$W$41,4,FALSE),VLOOKUP($D830,'DER Output'!$S$18:$W$41,5,FALSE))","v":1.6354374218706029E-3},{"$f":"IF($C830=\"S\",VLOOKUP($D830,'DER Output'!$S$18:$W$41,4,FALSE),VLOOKUP($D830,'DER Output'!$S$18:$W$41,5,FALSE))","v":1.6354374218706029E-3},{"$f":"IFERROR(IF(OR(C830=\"S\",C830=\"D\"),VLOOKUP(B830,'Seasonal Customer Count'!$B:$I,4,FALSE),IF(C830=\"W\",VLOOKUP(B830,'Seasonal Customer Count'!$B:$P,12,FALSE),\"Check\")),0)","v":83},{"$f":"IFERROR(IF(OR(C830=\"S\",C830=\"D\"),VLOOKUP(B830,'Seasonal Customer Count'!$B:$P,5,FALSE),IF(C830=\"W\",VLOOKUP(B830,'Seasonal Customer Count'!$B:$P,13,FALSE),\"Check\")),0)","v":88},{"$f":"IFERROR(IF(OR(C830=\"S\",C830=\"D\"),VLOOKUP(B830,'Seasonal Customer Count'!$B:$P,6,FALSE),IF(C830=\"W\",VLOOKUP(B830,'Seasonal Customer Count'!$B:$P,14,FALSE),\"Check\")),0)","v":0},{"$f":"IFERROR(IF(OR(C830=\"S\",C830=\"D\"),VLOOKUP(B830,'Seasonal Customer Count'!$B:$P,7,FALSE),IF(C830=\"W\",VLOOKUP(B830,'Seasonal Customer Count'!$B:$P,15,FALSE),\"Check\")),0)","v":154},{"$f":"IFERROR(IF(OR(C830=\"S\",C830=\"D\"),VLOOKUP(B830,'Seasonal Customer Count'!$B:$P,8,FALSE),IF(C830=\"W\",VLOOKUP(B830,'Seasonal Customer Count'!$B:$P,16,FALSE),\"Check\")),0)","v":0},{"$f":"Summary!$D$8*(K830*'Average Project Size'!$F$6+L830*'Average Project Size'!$F$7+M830*'Average Project Size'!$F$8+N830*'Average Project Size'!$F$10+O830*'Average Project Size'!$F$9)/1000","v":0.46182224895240404},{"$f":"Summary!$D$8*(K830*F830*'Average Project Size'!$F$6+L830*G830*'Average Project Size'!$F$7+M830*H830*'Average Project Size'!$F$8+N830*I830*'Average Project Size'!$F$10+O830*J830*'Average Project Size'!$F$9)/1000","v":7.5528138818920345E-4}]
[null,{"$f":"'Peak Identification'!B829","v":"PRMA41"},{"$f":"'Peak Identification'!D829","v":"S"},{"$f":"'Peak Identification'!E829","v":16},{"$f":"VLOOKUP($D831,'DER Output'!$S$17:$X$41,6,FALSE)","v":0.22644022312513051},{"$f":"IF($C831=\"S\",VLOOKUP($D831,'DER Output'!$S$18:$W$41,2,FALSE),VLOOKUP($D831,'DER Output'!$S$18:$W$41,3,FALSE))","v":0.44781407722569133},{"$f":"IF($C831=\"S\",VLOOKUP($D831,'DER Output'!$S$18:$W$41,4,FALSE),VLOOKUP($D831,'DER Output'!$S$18:$W$41,5,FALSE))","v":0.44781407722569133},{"$f":"IF($C831=\"S\",VLOOKUP($D831,'DER Output'!$S$18:$W$41,4,FALSE),VLOOKUP($D831,'DER Output'!$S$18:$W$41,5,FALSE))","v":0.44781407722569133},{"$f":"IF($C831=\"S\",VLOOKUP($D831,'DER Output'!$S$18:$W$41,4,FALSE),VLOOKUP($D831,'DER Output'!$S$18:$W$41,5,FALSE))","v":0.44781407722569133},{"$f":"IF($C831=\"S\",VLOOKUP($D831,'DER Output'!$S$18:$W$41,4,FALSE),VLOOKUP($D831,'DER Output'!$S$18:$W$41,5,FALSE))","v":0.44781407722569133},{"$f":"IFERROR(IF(OR(C831=\"S\",C831=\"D\"),VLOOKUP(B831,'Seasonal Customer Count'!$B:$I,4,FALSE),IF(C831=\"W\",VLOOKUP(B831,'Seasonal Customer Count'!$B:$P,12,FALSE),\"Check\")),0)","v":890},{"$f":"IFERROR(IF(OR(C831=\"S\",C831=\"D\"),VLOOKUP(B831,'Seasonal Customer Count'!$B:$P,5,FALSE),IF(C831=\"W\",VLOOKUP(B831,'Seasonal Customer Count'!$B:$P,13,FALSE),\"Check\")),0)","v":112},{"$f":"IFERROR(IF(OR(C831=\"S\",C831=\"D\"),VLOOKUP(B831,'Seasonal Customer Count'!$B:$P,6,FALSE),IF(C831=\"W\",VLOOKUP(B831,'Seasonal Customer Count'!$B:$P,14,FALSE),\"Check\")),0)","v":99},{"$f":"IFERROR(IF(OR(C831=\"S\",C831=\"D\"),VLOOKUP(B831,'Seasonal Customer Count'!$B:$P,7,FALSE),IF(C831=\"W\",VLOOKUP(B831,'Seasonal Customer Count'!$B:$P,15,FALSE),\"Check\")),0)","v":1},{"$f":"IFERROR(IF(OR(C831=\"S\",C831=\"D\"),VLOOKUP(B831,'Seasonal Customer Count'!$B:$P,8,FALSE),IF(C831=\"W\",VLOOKUP(B831,'Seasonal Customer Count'!$B:$P,16,FALSE),\"Check\")),0)","v":299},{"$f":"Summary!$D$8*(K831*'Average Project Size'!$F$6+L831*'Average Project Size'!$F$7+M831*'Average Project Size'!$F$8+N831*'Average Project Size'!$F$10+O831*'Average Project Size'!$F$9)/1000","v":0.25372442438546583},{"$f":"Summary!$D$8*(K831*F831*'Average Project Size'!$F$6+L831*G831*'Average Project Size'!$F$7+M831*H831*'Average Project Size'!$F$8+N831*I831*'Average Project Size'!$F$10+O831*J831*'Average Project Size'!$F$9)/1000","v":0.1136213689757971}]
[null,{"$f":"'Peak Identification'!B830","v":"PRMA42"},{"$f":"'Peak Identification'!D830","v":"S"},{"$f":"'Peak Identification'!E830","v":19},{"$f":"VLOOKUP($D832,'DER Output'!$S$17:$X$41,6,FALSE)","v":0.11066797934994306},{"$f":"IF($C832=\"S\",VLOOKUP($D832,'DER Output'!$S$18:$W$41,2,FALSE),VLOOKUP($D832,'DER Output'!$S$18:$W$41,3,FALSE))","v":7.5840560103576066E-2},{"$f":"IF($C832=\"S\",VLOOKUP($D832,'DER Output'!$S$18:$W$41,4,FALSE),VLOOKUP($D832,'DER Output'!$S$18:$W$41,5,FALSE))","v":7.5840560103576066E-2},{"$f":"IF($C832=\"S\",VLOOKUP($D832,'DER Output'!$S$18:$W$41,4,FALSE),VLOOKUP($D832,'DER Output'!$S$18:$W$41,5,FALSE))","v":7.5840560103576066E-2},{"$f":"IF($C832=\"S\",VLOOKUP($D832,'DER Output'!$S$18:$W$41,4,FALSE),VLOOKUP($D832,'DER Output'!$S$18:$W$41,5,FALSE))","v":7.5840560103576066E-2},{"$f":"IF($C832=\"S\",VLOOKUP($D832,'DER Output'!$S$18:$W$41,4,FALSE),VLOOKUP($D832,'DER Output'!$S$18:$W$41,5,FALSE))","v":7.5840560103576066E-2},{"$f":"IFERROR(IF(OR(C832=\"S\",C832=\"D\"),VLOOKUP(B832,'Seasonal Customer Count'!$B:$I,4,FALSE),IF(C832=\"W\",VLOOKUP(B832,'Seasonal Customer Count'!$B:$P,12,FALSE),\"Check\")),0)","v":607},{"$f":"IFERROR(IF(OR(C832=\"S\",C832=\"D\"),VLOOKUP(B832,'Seasonal Customer Count'!$B:$P,5,FALSE),IF(C832=\"W\",VLOOKUP(B832,'Seasonal Customer Count'!$B:$P,13,FALSE),\"Check\")),0)","v":78},{"$f":"IFERROR(IF(OR(C832=\"S\",C832=\"D\"),VLOOKUP(B832,'Seasonal Customer Count'!$B:$P,6,FALSE),IF(C832=\"W\",VLOOKUP(B832,'Seasonal Customer Count'!$B:$P,14,FALSE),\"Check\")),0)","v":40},{"$f":"IFERROR(IF(OR(C832=\"S\",C832=\"D\"),VLOOKUP(B832,'Seasonal Customer Count'!$B:$P,7,FALSE),IF(C832=\"W\",VLOOKUP(B832,'Seasonal Customer Count'!$B:$P,15,FALSE),\"Check\")),0)","v":1},{"$f":"IFERROR(IF(OR(C832=\"S\",C832=\"D\"),VLOOKUP(B832,'Seasonal Customer Count'!$B:$P,8,FALSE),IF(C832=\"W\",VLOOKUP(B832,'Seasonal Customer Count'!$B:$P,16,FALSE),\"Check\")),0)","v":213},{"$f":"Summary!$D$8*(K832*'Average Project Size'!$F$6+L832*'Average Project Size'!$F$7+M832*'Average Project Size'!$F$8+N832*'Average Project Size'!$F$10+O832*'Average Project Size'!$F$9)/1000","v":0.17513666880632778},{"$f":"Summary!$D$8*(K832*F832*'Average Project Size'!$F$6+L832*G832*'Average Project Size'!$F$7+M832*H832*'Average Project Size'!$F$8+N832*I832*'Average Project Size'!$F$10+O832*J832*'Average Project Size'!$F$9)/1000","v":1.3282463056946399E-2}]
[null,{"$f":"'Peak Identification'!B831","v":"PRMA T-061"},{"$f":"'Peak Identification'!D831","v":"W"},{"$f":"'Peak Identification'!E831","v":8},{"$f":"VLOOKUP($D833,'DER Output'!$S$17:$X$41,6,FALSE)","v":0},{"$f":"IF($C833=\"S\",VLOOKUP($D833,'DER Output'!$S$18:$W$41,2,FALSE),VLOOKUP($D833,'DER Output'!$S$18:$W$41,3,FALSE))","v":2.4357194050013426E-2},{"$f":"IF($C833=\"S\",VLOOKUP($D833,'DER Output'!$S$18:$W$41,4,FALSE),VLOOKUP($D833,'DER Output'!$S$18:$W$41,5,FALSE))","v":2.4357194050013426E-2},{"$f":"IF($C833=\"S\",VLOOKUP($D833,'DER Output'!$S$18:$W$41,4,FALSE),VLOOKUP($D833,'DER Output'!$S$18:$W$41,5,FALSE))","v":2.4357194050013426E-2},{"$f":"IF($C833=\"S\",VLOOKUP($D833,'DER Output'!$S$18:$W$41,4,FALSE),VLOOKUP($D833,'DER Output'!$S$18:$W$41,5,FALSE))","v":2.4357194050013426E-2},{"$f":"IF($C833=\"S\",VLOOKUP($D833,'DER Output'!$S$18:$W$41,4,FALSE),VLOOKUP($D833,'DER Output'!$S$18:$W$41,5,FALSE))","v":2.4357194050013426E-2},{"$f":"IFERROR(IF(OR(C833=\"S\",C833=\"D\"),VLOOKUP(B833,'Seasonal Customer Count'!$B:$I,4,FALSE),IF(C833=\"W\",VLOOKUP(B833,'Seasonal Customer Count'!$B:$P,12,FALSE),\"Check\")),0)","v":11},{"$f":"IFERROR(IF(OR(C833=\"S\",C833=\"D\"),VLOOKUP(B833,'Seasonal Customer Count'!$B:$P,5,FALSE),IF(C833=\"W\",VLOOKUP(B833,'Seasonal Customer Count'!$B:$P,13,FALSE),\"Check\")),0)","v":32},{"$f":"IFERROR(IF(OR(C833=\"S\",C833=\"D\"),VLOOKUP(B833,'Seasonal Customer Count'!$B:$P,6,FALSE),IF(C833=\"W\",VLOOKUP(B833,'Seasonal Customer Count'!$B:$P,14,FALSE),\"Check\")),0)","v":1},{"$f":"IFERROR(IF(OR(C833=\"S\",C833=\"D\"),VLOOKUP(B833,'Seasonal Customer Count'!$B:$P,7,FALSE),IF(C833=\"W\",VLOOKUP(B833,'Seasonal Customer Count'!$B:$P,15,FALSE),\"Check\")),0)","v":106},{"$f":"IFERROR(IF(OR(C833=\"S\",C833=\"D\"),VLOOKUP(B833,'Seasonal Customer Count'!$B:$P,8,FALSE),IF(C833=\"W\",VLOOKUP(B833,'Seasonal Customer Count'!$B:$P,16,FALSE),\"Check\")),0)","v":0},{"$f":"Summary!$D$8*(K833*'Average Project Size'!$F$6+L833*'Average Project Size'!$F$7+M833*'Average Project Size'!$F$8+N833*'Average Project Size'!$F$10+O833*'Average Project Size'!$F$9)/1000","v":0.31412047003588839},{"$f":"Summary!$D$8*(K833*F833*'Average Project Size'!$F$6+L833*G833*'Average Project Size'!$F$7+M833*H833*'Average Project Size'!$F$8+N833*I833*'Average Project Size'!$F$10+O833*J833*'Average Project Size'!$F$9)/1000","v":7.6510932437455596E-3}]
[null,{"$f":"'Peak Identification'!B832","v":"PRMA T-062"},{"$f":"'Peak Identification'!D832","v":"S"},{"$f":"'Peak Identification'!E832","v":16},{"$f":"VLOOKUP($D834,'DER Output'!$S$17:$X$41,6,FALSE)","v":0.22644022312513051},{"$f":"IF($C834=\"S\",VLOOKUP($D834,'DER Output'!$S$18:$W$41,2,FALSE),VLOOKUP($D834,'DER Output'!$S$18:$W$41,3,FALSE))","v":0.44781407722569133},{"$f":"IF($C834=\"S\",VLOOKUP($D834,'DER Output'!$S$18:$W$41,4,FALSE),VLOOKUP($D834,'DER Output'!$S$18:$W$41,5,FALSE))","v":0.44781407722569133},{"$f":"IF($C834=\"S\",VLOOKUP($D834,'DER Output'!$S$18:$W$41,4,FALSE),VLOOKUP($D834,'DER Output'!$S$18:$W$41,5,FALSE))","v":0.44781407722569133},{"$f":"IF($C834=\"S\",VLOOKUP($D834,'DER Output'!$S$18:$W$41,4,FALSE),VLOOKUP($D834,'DER Output'!$S$18:$W$41,5,FALSE))","v":0.44781407722569133},{"$f":"IF($C834=\"S\",VLOOKUP($D834,'DER Output'!$S$18:$W$41,4,FALSE),VLOOKUP($D834,'DER Output'!$S$18:$W$41,5,FALSE))","v":0.44781407722569133},{"$f":"IFERROR(IF(OR(C834=\"S\",C834=\"D\"),VLOOKUP(B834,'Seasonal Customer Count'!$B:$I,4,FALSE),IF(C834=\"W\",VLOOKUP(B834,'Seasonal Customer Count'!$B:$P,12,FALSE),\"Check\")),0)","v":1497},{"$f":"IFERROR(IF(OR(C834=\"S\",C834=\"D\"),VLOOKUP(B834,'Seasonal Customer Count'!$B:$P,5,FALSE),IF(C834=\"W\",VLOOKUP(B834,'Seasonal Customer Count'!$B:$P,13,FALSE),\"Check\")),0)","v":190},{"$f":"IFERROR(IF(OR(C834=\"S\",C834=\"D\"),VLOOKUP(B834,'Seasonal Customer Count'!$B:$P,6,FALSE),IF(C834=\"W\",VLOOKUP(B834,'Seasonal Customer Count'!$B:$P,14,FALSE),\"Check\")),0)","v":139},{"$f":"IFERROR(IF(OR(C834=\"S\",C834=\"D\"),VLOOKUP(B834,'Seasonal Customer Count'!$B:$P,7,FALSE),IF(C834=\"W\",VLOOKUP(B834,'Seasonal Customer Count'!$B:$P,15,FALSE),\"Check\")),0)","v":2},{"$f":"IFERROR(IF(OR(C834=\"S\",C834=\"D\"),VLOOKUP(B834,'Seasonal Customer Count'!$B:$P,8,FALSE),IF(C834=\"W\",VLOOKUP(B834,'Seasonal Customer Count'!$B:$P,16,FALSE),\"Check\")),0)","v":512},{"$f":"Summary!$D$8*(K834*'Average Project Size'!$F$6+L834*'Average Project Size'!$F$7+M834*'Average Project Size'!$F$8+N834*'Average Project Size'!$F$10+O834*'Average Project Size'!$F$9)/1000","v":0.42886109319179366},{"$f":"Summary!$D$8*(K834*F834*'Average Project Size'!$F$6+L834*G834*'Average Project Size'!$F$7+M834*H834*'Average Project Size'!$F$8+N834*I834*'Average Project Size'!$F$10+O834*J834*'Average Project Size'!$F$9)/1000","v":0.19205003470568427}]
[null,{"$f":"'Peak Identification'!B833","v":"PRMA T-063"},{"$f":"'Peak Identification'!D833","v":"S"},{"$f":"'Peak Identification'!E833","v":19},{"$f":"VLOOKUP($D835,'DER Output'!$S$17:$X$41,6,FALSE)","v":0.11066797934994306},{"$f":"IF($C835=\"S\",VLOOKUP($D835,'DER Output'!$S$18:$W$41,2,FALSE),VLOOKUP($D835,'DER Output'!$S$18:$W$41,3,FALSE))","v":7.5840560103576066E-2},{"$f":"IF($C835=\"S\",VLOOKUP($D835,'DER Output'!$S$18:$W$41,4,FALSE),VLOOKUP($D835,'DER Output'!$S$18:$W$41,5,FALSE))","v":7.5840560103576066E-2},{"$f":"IF($C835=\"S\",VLOOKUP($D835,'DER Output'!$S$18:$W$41,4,FALSE),VLOOKUP($D835,'DER Output'!$S$18:$W$41,5,FALSE))","v":7.5840560103576066E-2},{"$f":"IF($C835=\"S\",VLOOKUP($D835,'DER Output'!$S$18:$W$41,4,FALSE),VLOOKUP($D835,'DER Output'!$S$18:$W$41,5,FALSE))","v":7.5840560103576066E-2},{"$f":"IF($C835=\"S\",VLOOKUP($D835,'DER Output'!$S$18:$W$41,4,FALSE),VLOOKUP($D835,'DER Output'!$S$18:$W$41,5,FALSE))","v":7.5840560103576066E-2},{"$f":"IFERROR(IF(OR(C835=\"S\",C835=\"D\"),VLOOKUP(B835,'Seasonal Customer Count'!$B:$I,4,FALSE),IF(C835=\"W\",VLOOKUP(B835,'Seasonal Customer Count'!$B:$P,12,FALSE),\"Check\")),0)","v":0},{"$f":"IFERROR(IF(OR(C835=\"S\",C835=\"D\"),VLOOKUP(B835,'Seasonal Customer Count'!$B:$P,5,FALSE),IF(C835=\"W\",VLOOKUP(B835,'Seasonal Customer Count'!$B:$P,13,FALSE),\"Check\")),0)","v":0},{"$f":"IFERROR(IF(OR(C835=\"S\",C835=\"D\"),VLOOKUP(B835,'Seasonal Customer Count'!$B:$P,6,FALSE),IF(C835=\"W\",VLOOKUP(B835,'Seasonal Customer Count'!$B:$P,14,FALSE),\"Check\")),0)","v":0},{"$f":"IFERROR(IF(OR(C835=\"S\",C835=\"D\"),VLOOKUP(B835,'Seasonal Customer Count'!$B:$P,7,FALSE),IF(C835=\"W\",VLOOKUP(B835,'Seasonal Customer Count'!$B:$P,15,FALSE),\"Check\")),0)","v":0},{"$f":"IFERROR(IF(OR(C835=\"S\",C835=\"D\"),VLOOKUP(B835,'Seasonal Customer Count'!$B:$P,8,FALSE),IF(C835=\"W\",VLOOKUP(B835,'Seasonal Customer Count'!$B:$P,16,FALSE),\"Check\")),0)","v":0},{"$f":"Summary!$D$8*(K835*'Average Project Size'!$F$6+L835*'Average Project Size'!$F$7+M835*'Average Project Size'!$F$8+N835*'Average Project Size'!$F$10+O835*'Average Project Size'!$F$9)/1000","v":0},{"$f":"Summary!$D$8*(K835*F835*'Average Project Size'!$F$6+L835*G835*'Average Project Size'!$F$7+M835*H835*'Average Project Size'!$F$8+N835*I835*'Average Project Size'!$F$10+O835*J835*'Average Project Size'!$F$9)/1000","v":0}]
[null,{"$f":"'Peak Identification'!B834","v":"PTSN T-231"},{"$f":"'Peak Identification'!D834","v":"W"},{"$f":"'Peak Identification'!E834","v":8},{"$f":"VLOOKUP($D836,'DER Output'!$S$17:$X$41,6,FALSE)","v":0},{"$f":"IF($C836=\"S\",VLOOKUP($D836,'DER Output'!$S$18:$W$41,2,FALSE),VLOOKUP($D836,'DER Output'!$S$18:$W$41,3,FALSE))","v":2.4357194050013426E-2},{"$f":"IF($C836=\"S\",VLOOKUP($D836,'DER Output'!$S$18:$W$41,4,FALSE),VLOOKUP($D836,'DER Output'!$S$18:$W$41,5,FALSE))","v":2.4357194050013426E-2},{"$f":"IF($C836=\"S\",VLOOKUP($D836,'DER Output'!$S$18:$W$41,4,FALSE),VLOOKUP($D836,'DER Output'!$S$18:$W$41,5,FALSE))","v":2.4357194050013426E-2},{"$f":"IF($C836=\"S\",VLOOKUP($D836,'DER Output'!$S$18:$W$41,4,FALSE),VLOOKUP($D836,'DER Output'!$S$18:$W$41,5,FALSE))","v":2.4357194050013426E-2},{"$f":"IF($C836=\"S\",VLOOKUP($D836,'DER Output'!$S$18:$W$41,4,FALSE),VLOOKUP($D836,'DER Output'!$S$18:$W$41,5,FALSE))","v":2.4357194050013426E-2},{"$f":"IFERROR(IF(OR(C836=\"S\",C836=\"D\"),VLOOKUP(B836,'Seasonal Customer Count'!$B:$I,4,FALSE),IF(C836=\"W\",VLOOKUP(B836,'Seasonal Customer Count'!$B:$P,12,FALSE),\"Check\")),0)","v":0},{"$f":"IFERROR(IF(OR(C836=\"S\",C836=\"D\"),VLOOKUP(B836,'Seasonal Customer Count'!$B:$P,5,FALSE),IF(C836=\"W\",VLOOKUP(B836,'Seasonal Customer Count'!$B:$P,13,FALSE),\"Check\")),0)","v":0},{"$f":"IFERROR(IF(OR(C836=\"S\",C836=\"D\"),VLOOKUP(B836,'Seasonal Customer Count'!$B:$P,6,FALSE),IF(C836=\"W\",VLOOKUP(B836,'Seasonal Customer Count'!$B:$P,14,FALSE),\"Check\")),0)","v":0},{"$f":"IFERROR(IF(OR(C836=\"S\",C836=\"D\"),VLOOKUP(B836,'Seasonal Customer Count'!$B:$P,7,FALSE),IF(C836=\"W\",VLOOKUP(B836,'Seasonal Customer Count'!$B:$P,15,FALSE),\"Check\")),0)","v":0},{"$f":"IFERROR(IF(OR(C836=\"S\",C836=\"D\"),VLOOKUP(B836,'Seasonal Customer Count'!$B:$P,8,FALSE),IF(C836=\"W\",VLOOKUP(B836,'Seasonal Customer Count'!$B:$P,16,FALSE),\"Check\")),0)","v":0},{"$f":"Summary!$D$8*(K836*'Average Project Size'!$F$6+L836*'Average Project Size'!$F$7+M836*'Average Project Size'!$F$8+N836*'Average Project Size'!$F$10+O836*'Average Project Size'!$F$9)/1000","v":0},{"$f":"Summary!$D$8*(K836*F836*'Average Project Size'!$F$6+L836*G836*'Average Project Size'!$F$7+M836*H836*'Average Project Size'!$F$8+N836*I836*'Average Project Size'!$F$10+O836*J836*'Average Project Size'!$F$9)/1000","v":0}]
[null,{"$f":"'Peak Identification'!B835","v":"PTVY41"},{"$f":"'Peak Identification'!D835","v":"S"},{"$f":"'Peak Identification'!E835","v":20},{"$f":"VLOOKUP($D837,'DER Output'!$S$17:$X$41,6,FALSE)","v":2.7072953014838841E-3},{"$f":"IF($C837=\"S\",VLOOKUP($D837,'DER Output'!$S$18:$W$41,2,FALSE),VLOOKUP($D837,'DER Output'!$S$18:$W$41,3,FALSE))","v":2.0294966704587497E-2},{"$f":"IF($C837=\"S\",VLOOKUP($D837,'DER Output'!$S$18:$W$41,4,FALSE),VLOOKUP($D837,'DER Output'!$S$18:$W$41,5,FALSE))","v":2.0294966704587497E-2},{"$f":"IF($C837=\"S\",VLOOKUP($D837,'DER Output'!$S$18:$W$41,4,FALSE),VLOOKUP($D837,'DER Output'!$S$18:$W$41,5,FALSE))","v":2.0294966704587497E-2},{"$f":"IF($C837=\"S\",VLOOKUP($D837,'DER Output'!$S$18:$W$41,4,FALSE),VLOOKUP($D837,'DER Output'!$S$18:$W$41,5,FALSE))","v":2.0294966704587497E-2},{"$f":"IF($C837=\"S\",VLOOKUP($D837,'DER Output'!$S$18:$W$41,4,FALSE),VLOOKUP($D837,'DER Output'!$S$18:$W$41,5,FALSE))","v":2.0294966704587497E-2},{"$f":"IFERROR(IF(OR(C837=\"S\",C837=\"D\"),VLOOKUP(B837,'Seasonal Customer Count'!$B:$I,4,FALSE),IF(C837=\"W\",VLOOKUP(B837,'Seasonal Customer Count'!$B:$P,12,FALSE),\"Check\")),0)","v":29},{"$f":"IFERROR(IF(OR(C837=\"S\",C837=\"D\"),VLOOKUP(B837,'Seasonal Customer Count'!$B:$P,5,FALSE),IF(C837=\"W\",VLOOKUP(B837,'Seasonal Customer Count'!$B:$P,13,FALSE),\"Check\")),0)","v":3},{"$f":"IFERROR(IF(OR(C837=\"S\",C837=\"D\"),VLOOKUP(B837,'Seasonal Customer Count'!$B:$P,6,FALSE),IF(C837=\"W\",VLOOKUP(B837,'Seasonal Customer Count'!$B:$P,14,FALSE),\"Check\")),0)","v":29},{"$f":"IFERROR(IF(OR(C837=\"S\",C837=\"D\"),VLOOKUP(B837,'Seasonal Customer Count'!$B:$P,7,FALSE),IF(C837=\"W\",VLOOKUP(B837,'Seasonal Customer Count'!$B:$P,15,FALSE),\"Check\")),0)","v":0},{"$f":"IFERROR(IF(OR(C837=\"S\",C837=\"D\"),VLOOKUP(B837,'Seasonal Customer Count'!$B:$P,8,FALSE),IF(C837=\"W\",VLOOKUP(B837,'Seasonal Customer Count'!$B:$P,16,FALSE),\"Check\")),0)","v":57},{"$f":"Summary!$D$8*(K837*'Average Project Size'!$F$6+L837*'Average Project Size'!$F$7+M837*'Average Project Size'!$F$8+N837*'Average Project Size'!$F$10+O837*'Average Project Size'!$F$9)/1000","v":4.2613854605659932E-2},{"$f":"Summary!$D$8*(K837*F837*'Average Project Size'!$F$6+L837*G837*'Average Project Size'!$F$7+M837*H837*'Average Project Size'!$F$8+N837*I837*'Average Project Size'!$F$10+O837*J837*'Average Project Size'!$F$9)/1000","v":8.6484676037600083E-4}]
[null,{"$f":"'Peak Identification'!B836","v":"PTVY42"},{"$f":"'Peak Identification'!D836","v":"S"},{"$f":"'Peak Identification'!E836","v":20},{"$f":"VLOOKUP($D838,'DER Output'!$S$17:$X$41,6,FALSE)","v":2.7072953014838841E-3},{"$f":"IF($C838=\"S\",VLOOKUP($D838,'DER Output'!$S$18:$W$41,2,FALSE),VLOOKUP($D838,'DER Output'!$S$18:$W$41,3,FALSE))","v":2.0294966704587497E-2},{"$f":"IF($C838=\"S\",VLOOKUP($D838,'DER Output'!$S$18:$W$41,4,FALSE),VLOOKUP($D838,'DER Output'!$S$18:$W$41,5,FALSE))","v":2.0294966704587497E-2},{"$f":"IF($C838=\"S\",VLOOKUP($D838,'DER Output'!$S$18:$W$41,4,FALSE),VLOOKUP($D838,'DER Output'!$S$18:$W$41,5,FALSE))","v":2.0294966704587497E-2},{"$f":"IF($C838=\"S\",VLOOKUP($D838,'DER Output'!$S$18:$W$41,4,FALSE),VLOOKUP($D838,'DER Output'!$S$18:$W$41,5,FALSE))","v":2.0294966704587497E-2},{"$f":"IF($C838=\"S\",VLOOKUP($D838,'DER Output'!$S$18:$W$41,4,FALSE),VLOOKUP($D838,'DER Output'!$S$18:$W$41,5,FALSE))","v":2.0294966704587497E-2},{"$f":"IFERROR(IF(OR(C838=\"S\",C838=\"D\"),VLOOKUP(B838,'Seasonal Customer Count'!$B:$I,4,FALSE),IF(C838=\"W\",VLOOKUP(B838,'Seasonal Customer Count'!$B:$P,12,FALSE),\"Check\")),0)","v":79},{"$f":"IFERROR(IF(OR(C838=\"S\",C838=\"D\"),VLOOKUP(B838,'Seasonal Customer Count'!$B:$P,5,FALSE),IF(C838=\"W\",VLOOKUP(B838,'Seasonal Customer Count'!$B:$P,13,FALSE),\"Check\")),0)","v":24},{"$f":"IFERROR(IF(OR(C838=\"S\",C838=\"D\"),VLOOKUP(B838,'Seasonal Customer Count'!$B:$P,6,FALSE),IF(C838=\"W\",VLOOKUP(B838,'Seasonal Customer Count'!$B:$P,14,FALSE),\"Check\")),0)","v":35},{"$f":"IFERROR(IF(OR(C838=\"S\",C838=\"D\"),VLOOKUP(B838,'Seasonal Customer Count'!$B:$P,7,FALSE),IF(C838=\"W\",VLOOKUP(B838,'Seasonal Customer Count'!$B:$P,15,FALSE),\"Check\")),0)","v":0},{"$f":"IFERROR(IF(OR(C838=\"S\",C838=\"D\"),VLOOKUP(B838,'Seasonal Customer Count'!$B:$P,8,FALSE),IF(C838=\"W\",VLOOKUP(B838,'Seasonal Customer Count'!$B:$P,16,FALSE),\"Check\")),0)","v":87},{"$f":"Summary!$D$8*(K838*'Average Project Size'!$F$6+L838*'Average Project Size'!$F$7+M838*'Average Project Size'!$F$8+N838*'Average Project Size'!$F$10+O838*'Average Project Size'!$F$9)/1000","v":6.6254267382296866E-2},{"$f":"Summary!$D$8*(K838*F838*'Average Project Size'!$F$6+L838*G838*'Average Project Size'!$F$7+M838*H838*'Average Project Size'!$F$8+N838*I838*'Average Project Size'!$F$10+O838*J838*'Average Project Size'!$F$9)/1000","v":1.3446281505605519E-3}]
[null,{"$f":"'Peak Identification'!B837","v":"PTVY43"},{"$f":"'Peak Identification'!D837","v":"S"},{"$f":"'Peak Identification'!E837","v":11},{"$f":"VLOOKUP($D839,'DER Output'!$S$17:$X$41,6,FALSE)","v":0},{"$f":"IF($C839=\"S\",VLOOKUP($D839,'DER Output'!$S$18:$W$41,2,FALSE),VLOOKUP($D839,'DER Output'!$S$18:$W$41,3,FALSE))","v":0.61268395129924835},{"$f":"IF($C839=\"S\",VLOOKUP($D839,'DER Output'!$S$18:$W$41,4,FALSE),VLOOKUP($D839,'DER Output'!$S$18:$W$41,5,FALSE))","v":0.61268395129924835},{"$f":"IF($C839=\"S\",VLOOKUP($D839,'DER Output'!$S$18:$W$41,4,FALSE),VLOOKUP($D839,'DER Output'!$S$18:$W$41,5,FALSE))","v":0.61268395129924835},{"$f":"IF($C839=\"S\",VLOOKUP($D839,'DER Output'!$S$18:$W$41,4,FALSE),VLOOKUP($D839,'DER Output'!$S$18:$W$41,5,FALSE))","v":0.61268395129924835},{"$f":"IF($C839=\"S\",VLOOKUP($D839,'DER Output'!$S$18:$W$41,4,FALSE),VLOOKUP($D839,'DER Output'!$S$18:$W$41,5,FALSE))","v":0.61268395129924835},{"$f":"IFERROR(IF(OR(C839=\"S\",C839=\"D\"),VLOOKUP(B839,'Seasonal Customer Count'!$B:$I,4,FALSE),IF(C839=\"W\",VLOOKUP(B839,'Seasonal Customer Count'!$B:$P,12,FALSE),\"Check\")),0)","v":23},{"$f":"IFERROR(IF(OR(C839=\"S\",C839=\"D\"),VLOOKUP(B839,'Seasonal Customer Count'!$B:$P,5,FALSE),IF(C839=\"W\",VLOOKUP(B839,'Seasonal Customer Count'!$B:$P,13,FALSE),\"Check\")),0)","v":4},{"$f":"IFERROR(IF(OR(C839=\"S\",C839=\"D\"),VLOOKUP(B839,'Seasonal Customer Count'!$B:$P,6,FALSE),IF(C839=\"W\",VLOOKUP(B839,'Seasonal Customer Count'!$B:$P,14,FALSE),\"Check\")),0)","v":18},{"$f":"IFERROR(IF(OR(C839=\"S\",C839=\"D\"),VLOOKUP(B839,'Seasonal Customer Count'!$B:$P,7,FALSE),IF(C839=\"W\",VLOOKUP(B839,'Seasonal Customer Count'!$B:$P,15,FALSE),\"Check\")),0)","v":0},{"$f":"IFERROR(IF(OR(C839=\"S\",C839=\"D\"),VLOOKUP(B839,'Seasonal Customer Count'!$B:$P,8,FALSE),IF(C839=\"W\",VLOOKUP(B839,'Seasonal Customer Count'!$B:$P,16,FALSE),\"Check\")),0)","v":68},{"$f":"Summary!$D$8*(K839*'Average Project Size'!$F$6+L839*'Average Project Size'!$F$7+M839*'Average Project Size'!$F$8+N839*'Average Project Size'!$F$10+O839*'Average Project Size'!$F$9)/1000","v":4.7553225221629643E-2},{"$f":"Summary!$D$8*(K839*F839*'Average Project Size'!$F$6+L839*G839*'Average Project Size'!$F$7+M839*H839*'Average Project Size'!$F$8+N839*I839*'Average Project Size'!$F$10+O839*J839*'Average Project Size'!$F$9)/1000","v":2.9135097925811128E-2}]
[null,{"$f":"'Peak Identification'!B838","v":"PTVY44"},{"$f":"'Peak Identification'!D838","v":"S"},{"$f":"'Peak Identification'!E838","v":1},{"$f":"VLOOKUP($D840,'DER Output'!$S$17:$X$41,6,FALSE)","v":0},{"$f":"IF($C840=\"S\",VLOOKUP($D840,'DER Output'!$S$18:$W$41,2,FALSE),VLOOKUP($D840,'DER Output'!$S$18:$W$41,3,FALSE))","v":5.900057498638237E-4},{"$f":"IF($C840=\"S\",VLOOKUP($D840,'DER Output'!$S$18:$W$41,4,FALSE),VLOOKUP($D840,'DER Output'!$S$18:$W$41,5,FALSE))","v":5.900057498638237E-4},{"$f":"IF($C840=\"S\",VLOOKUP($D840,'DER Output'!$S$18:$W$41,4,FALSE),VLOOKUP($D840,'DER Output'!$S$18:$W$41,5,FALSE))","v":5.900057498638237E-4},{"$f":"IF($C840=\"S\",VLOOKUP($D840,'DER Output'!$S$18:$W$41,4,FALSE),VLOOKUP($D840,'DER Output'!$S$18:$W$41,5,FALSE))","v":5.900057498638237E-4},{"$f":"IF($C840=\"S\",VLOOKUP($D840,'DER Output'!$S$18:$W$41,4,FALSE),VLOOKUP($D840,'DER Output'!$S$18:$W$41,5,FALSE))","v":5.900057498638237E-4},{"$f":"IFERROR(IF(OR(C840=\"S\",C840=\"D\"),VLOOKUP(B840,'Seasonal Customer Count'!$B:$I,4,FALSE),IF(C840=\"W\",VLOOKUP(B840,'Seasonal Customer Count'!$B:$P,12,FALSE),\"Check\")),0)","v":10},{"$f":"IFERROR(IF(OR(C840=\"S\",C840=\"D\"),VLOOKUP(B840,'Seasonal Customer Count'!$B:$P,5,FALSE),IF(C840=\"W\",VLOOKUP(B840,'Seasonal Customer Count'!$B:$P,13,FALSE),\"Check\")),0)","v":11},{"$f":"IFERROR(IF(OR(C840=\"S\",C840=\"D\"),VLOOKUP(B840,'Seasonal Customer Count'!$B:$P,6,FALSE),IF(C840=\"W\",VLOOKUP(B840,'Seasonal Customer Count'!$B:$P,14,FALSE),\"Check\")),0)","v":16},{"$f":"IFERROR(IF(OR(C840=\"S\",C840=\"D\"),VLOOKUP(B840,'Seasonal Customer Count'!$B:$P,7,FALSE),IF(C840=\"W\",VLOOKUP(B840,'Seasonal Customer Count'!$B:$P,15,FALSE),\"Check\")),0)","v":0},{"$f":"IFERROR(IF(OR(C840=\"S\",C840=\"D\"),VLOOKUP(B840,'Seasonal Customer Count'!$B:$P,8,FALSE),IF(C840=\"W\",VLOOKUP(B840,'Seasonal Customer Count'!$B:$P,16,FALSE),\"Check\")),0)","v":48},{"$f":"Summary!$D$8*(K840*'Average Project Size'!$F$6+L840*'Average Project Size'!$F$7+M840*'Average Project Size'!$F$8+N840*'Average Project Size'!$F$10+O840*'Average Project Size'!$F$9)/1000","v":3.4485394959105201E-2},{"$f":"Summary!$D$8*(K840*F840*'Average Project Size'!$F$6+L840*G840*'Average Project Size'!$F$7+M840*H840*'Average Project Size'!$F$8+N840*I840*'Average Project Size'!$F$10+O840*J840*'Average Project Size'!$F$9)/1000","v":2.0346581312196992E-5}]
[null,{"$f":"'Peak Identification'!B839","v":"PTVY T-131"},{"$f":"'Peak Identification'!D839","v":"S"},{"$f":"'Peak Identification'!E839","v":20},{"$f":"VLOOKUP($D841,'DER Output'!$S$17:$X$41,6,FALSE)","v":2.7072953014838841E-3},{"$f":"IF($C841=\"S\",VLOOKUP($D841,'DER Output'!$S$18:$W$41,2,FALSE),VLOOKUP($D841,'DER Output'!$S$18:$W$41,3,FALSE))","v":2.0294966704587497E-2},{"$f":"IF($C841=\"S\",VLOOKUP($D841,'DER Output'!$S$18:$W$41,4,FALSE),VLOOKUP($D841,'DER Output'!$S$18:$W$41,5,FALSE))","v":2.0294966704587497E-2},{"$f":"IF($C841=\"S\",VLOOKUP($D841,'DER Output'!$S$18:$W$41,4,FALSE),VLOOKUP($D841,'DER Output'!$S$18:$W$41,5,FALSE))","v":2.0294966704587497E-2},{"$f":"IF($C841=\"S\",VLOOKUP($D841,'DER Output'!$S$18:$W$41,4,FALSE),VLOOKUP($D841,'DER Output'!$S$18:$W$41,5,FALSE))","v":2.0294966704587497E-2},{"$f":"IF($C841=\"S\",VLOOKUP($D841,'DER Output'!$S$18:$W$41,4,FALSE),VLOOKUP($D841,'DER Output'!$S$18:$W$41,5,FALSE))","v":2.0294966704587497E-2},{"$f":"IFERROR(IF(OR(C841=\"S\",C841=\"D\"),VLOOKUP(B841,'Seasonal Customer Count'!$B:$I,4,FALSE),IF(C841=\"W\",VLOOKUP(B841,'Seasonal Customer Count'!$B:$P,12,FALSE),\"Check\")),0)","v":108},{"$f":"IFERROR(IF(OR(C841=\"S\",C841=\"D\"),VLOOKUP(B841,'Seasonal Customer Count'!$B:$P,5,FALSE),IF(C841=\"W\",VLOOKUP(B841,'Seasonal Customer Count'!$B:$P,13,FALSE),\"Check\")),0)","v":27},{"$f":"IFERROR(IF(OR(C841=\"S\",C841=\"D\"),VLOOKUP(B841,'Seasonal Customer Count'!$B:$P,6,FALSE),IF(C841=\"W\",VLOOKUP(B841,'Seasonal Customer Count'!$B:$P,14,FALSE),\"Check\")),0)","v":64},{"$f":"IFERROR(IF(OR(C841=\"S\",C841=\"D\"),VLOOKUP(B841,'Seasonal Customer Count'!$B:$P,7,FALSE),IF(C841=\"W\",VLOOKUP(B841,'Seasonal Customer Count'!$B:$P,15,FALSE),\"Check\")),0)","v":0},{"$f":"IFERROR(IF(OR(C841=\"S\",C841=\"D\"),VLOOKUP(B841,'Seasonal Customer Count'!$B:$P,8,FALSE),IF(C841=\"W\",VLOOKUP(B841,'Seasonal Customer Count'!$B:$P,16,FALSE),\"Check\")),0)","v":144},{"$f":"Summary!$D$8*(K841*'Average Project Size'!$F$6+L841*'Average Project Size'!$F$7+M841*'Average Project Size'!$F$8+N841*'Average Project Size'!$F$10+O841*'Average Project Size'!$F$9)/1000","v":0.10886812198795678},{"$f":"Summary!$D$8*(K841*F841*'Average Project Size'!$F$6+L841*G841*'Average Project Size'!$F$7+M841*H841*'Average Project Size'!$F$8+N841*I841*'Average Project Size'!$F$10+O841*J841*'Average Project Size'!$F$9)/1000","v":2.2094749109365527E-3}]
[null,{"$f":"'Peak Identification'!B840","v":"PTVY T-132"},{"$f":"'Peak Identification'!D840","v":"S"},{"$f":"'Peak Identification'!E840","v":11},{"$f":"VLOOKUP($D842,'DER Output'!$S$17:$X$41,6,FALSE)","v":0},{"$f":"IF($C842=\"S\",VLOOKUP($D842,'DER Output'!$S$18:$W$41,2,FALSE),VLOOKUP($D842,'DER Output'!$S$18:$W$41,3,FALSE))","v":0.61268395129924835},{"$f":"IF($C842=\"S\",VLOOKUP($D842,'DER Output'!$S$18:$W$41,4,FALSE),VLOOKUP($D842,'DER Output'!$S$18:$W$41,5,FALSE))","v":0.61268395129924835},{"$f":"IF($C842=\"S\",VLOOKUP($D842,'DER Output'!$S$18:$W$41,4,FALSE),VLOOKUP($D842,'DER Output'!$S$18:$W$41,5,FALSE))","v":0.61268395129924835},{"$f":"IF($C842=\"S\",VLOOKUP($D842,'DER Output'!$S$18:$W$41,4,FALSE),VLOOKUP($D842,'DER Output'!$S$18:$W$41,5,FALSE))","v":0.61268395129924835},{"$f":"IF($C842=\"S\",VLOOKUP($D842,'DER Output'!$S$18:$W$41,4,FALSE),VLOOKUP($D842,'DER Output'!$S$18:$W$41,5,FALSE))","v":0.61268395129924835},{"$f":"IFERROR(IF(OR(C842=\"S\",C842=\"D\"),VLOOKUP(B842,'Seasonal Customer Count'!$B:$I,4,FALSE),IF(C842=\"W\",VLOOKUP(B842,'Seasonal Customer Count'!$B:$P,12,FALSE),\"Check\")),0)","v":33},{"$f":"IFERROR(IF(OR(C842=\"S\",C842=\"D\"),VLOOKUP(B842,'Seasonal Customer Count'!$B:$P,5,FALSE),IF(C842=\"W\",VLOOKUP(B842,'Seasonal Customer Count'!$B:$P,13,FALSE),\"Check\")),0)","v":15},{"$f":"IFERROR(IF(OR(C842=\"S\",C842=\"D\"),VLOOKUP(B842,'Seasonal Customer Count'!$B:$P,6,FALSE),IF(C842=\"W\",VLOOKUP(B842,'Seasonal Customer Count'!$B:$P,14,FALSE),\"Check\")),0)","v":34},{"$f":"IFERROR(IF(OR(C842=\"S\",C842=\"D\"),VLOOKUP(B842,'Seasonal Customer Count'!$B:$P,7,FALSE),IF(C842=\"W\",VLOOKUP(B842,'Seasonal Customer Count'!$B:$P,15,FALSE),\"Check\")),0)","v":0},{"$f":"IFERROR(IF(OR(C842=\"S\",C842=\"D\"),VLOOKUP(B842,'Seasonal Customer Count'!$B:$P,8,FALSE),IF(C842=\"W\",VLOOKUP(B842,'Seasonal Customer Count'!$B:$P,16,FALSE),\"Check\")),0)","v":116},{"$f":"Summary!$D$8*(K842*'Average Project Size'!$F$6+L842*'Average Project Size'!$F$7+M842*'Average Project Size'!$F$8+N842*'Average Project Size'!$F$10+O842*'Average Project Size'!$F$9)/1000","v":8.203862018073485E-2},{"$f":"Summary!$D$8*(K842*F842*'Average Project Size'!$F$6+L842*G842*'Average Project Size'!$F$7+M842*H842*'Average Project Size'!$F$8+N842*I842*'Average Project Size'!$F$10+O842*J842*'Average Project Size'!$F$9)/1000","v":5.0263745971470881E-2}]
[null,{"$f":"'Peak Identification'!B841","v":"QUTZ T-131"},{"$f":"'Peak Identification'!D841","v":"S"},{"$f":"'Peak Identification'!E841","v":0},{"$f":"VLOOKUP($D843,'DER Output'!$S$17:$X$41,6,FALSE)","v":0},{"$f":"IF($C843=\"S\",VLOOKUP($D843,'DER Output'!$S$18:$W$41,2,FALSE),VLOOKUP($D843,'DER Output'!$S$18:$W$41,3,FALSE))","v":5.9141103405834004E-4},{"$f":"IF($C843=\"S\",VLOOKUP($D843,'DER Output'!$S$18:$W$41,4,FALSE),VLOOKUP($D843,'DER Output'!$S$18:$W$41,5,FALSE))","v":5.9141103405834004E-4},{"$f":"IF($C843=\"S\",VLOOKUP($D843,'DER Output'!$S$18:$W$41,4,FALSE),VLOOKUP($D843,'DER Output'!$S$18:$W$41,5,FALSE))","v":5.9141103405834004E-4},{"$f":"IF($C843=\"S\",VLOOKUP($D843,'DER Output'!$S$18:$W$41,4,FALSE),VLOOKUP($D843,'DER Output'!$S$18:$W$41,5,FALSE))","v":5.9141103405834004E-4},{"$f":"IF($C843=\"S\",VLOOKUP($D843,'DER Output'!$S$18:$W$41,4,FALSE),VLOOKUP($D843,'DER Output'!$S$18:$W$41,5,FALSE))","v":5.9141103405834004E-4},{"$f":"IFERROR(IF(OR(C843=\"S\",C843=\"D\"),VLOOKUP(B843,'Seasonal Customer Count'!$B:$I,4,FALSE),IF(C843=\"W\",VLOOKUP(B843,'Seasonal Customer Count'!$B:$P,12,FALSE),\"Check\")),0)","v":0},{"$f":"IFERROR(IF(OR(C843=\"S\",C843=\"D\"),VLOOKUP(B843,'Seasonal Customer Count'!$B:$P,5,FALSE),IF(C843=\"W\",VLOOKUP(B843,'Seasonal Customer Count'!$B:$P,13,FALSE),\"Check\")),0)","v":0},{"$f":"IFERROR(IF(OR(C843=\"S\",C843=\"D\"),VLOOKUP(B843,'Seasonal Customer Count'!$B:$P,6,FALSE),IF(C843=\"W\",VLOOKUP(B843,'Seasonal Customer Count'!$B:$P,14,FALSE),\"Check\")),0)","v":0},{"$f":"IFERROR(IF(OR(C843=\"S\",C843=\"D\"),VLOOKUP(B843,'Seasonal Customer Count'!$B:$P,7,FALSE),IF(C843=\"W\",VLOOKUP(B843,'Seasonal Customer Count'!$B:$P,15,FALSE),\"Check\")),0)","v":0},{"$f":"IFERROR(IF(OR(C843=\"S\",C843=\"D\"),VLOOKUP(B843,'Seasonal Customer Count'!$B:$P,8,FALSE),IF(C843=\"W\",VLOOKUP(B843,'Seasonal Customer Count'!$B:$P,16,FALSE),\"Check\")),0)","v":0},{"$f":"Summary!$D$8*(K843*'Average Project Size'!$F$6+L843*'Average Project Size'!$F$7+M843*'Average Project Size'!$F$8+N843*'Average Project Size'!$F$10+O843*'Average Project Size'!$F$9)/1000","v":0},{"$f":"Summary!$D$8*(K843*F843*'Average Project Size'!$F$6+L843*G843*'Average Project Size'!$F$7+M843*H843*'Average Project Size'!$F$8+N843*I843*'Average Project Size'!$F$10+O843*J843*'Average Project Size'!$F$9)/1000","v":0}]
[null,{"$f":"'Peak Identification'!B842","v":"QUTZ T-132"},{"$f":"'Peak Identification'!D842","v":"S"},{"$f":"'Peak Identification'!E842","v":0},{"$f":"VLOOKUP($D844,'DER Output'!$S$17:$X$41,6,FALSE)","v":0},{"$f":"IF($C844=\"S\",VLOOKUP($D844,'DER Output'!$S$18:$W$41,2,FALSE),VLOOKUP($D844,'DER Output'!$S$18:$W$41,3,FALSE))","v":5.9141103405834004E-4},{"$f":"IF($C844=\"S\",VLOOKUP($D844,'DER Output'!$S$18:$W$41,4,FALSE),VLOOKUP($D844,'DER Output'!$S$18:$W$41,5,FALSE))","v":5.9141103405834004E-4},{"$f":"IF($C844=\"S\",VLOOKUP($D844,'DER Output'!$S$18:$W$41,4,FALSE),VLOOKUP($D844,'DER Output'!$S$18:$W$41,5,FALSE))","v":5.9141103405834004E-4},{"$f":"IF($C844=\"S\",VLOOKUP($D844,'DER Output'!$S$18:$W$41,4,FALSE),VLOOKUP($D844,'DER Output'!$S$18:$W$41,5,FALSE))","v":5.9141103405834004E-4},{"$f":"IF($C844=\"S\",VLOOKUP($D844,'DER Output'!$S$18:$W$41,4,FALSE),VLOOKUP($D844,'DER Output'!$S$18:$W$41,5,FALSE))","v":5.9141103405834004E-4},{"$f":"IFERROR(IF(OR(C844=\"S\",C844=\"D\"),VLOOKUP(B844,'Seasonal Customer Count'!$B:$I,4,FALSE),IF(C844=\"W\",VLOOKUP(B844,'Seasonal Customer Count'!$B:$P,12,FALSE),\"Check\")),0)","v":0},{"$f":"IFERROR(IF(OR(C844=\"S\",C844=\"D\"),VLOOKUP(B844,'Seasonal Customer Count'!$B:$P,5,FALSE),IF(C844=\"W\",VLOOKUP(B844,'Seasonal Customer Count'!$B:$P,13,FALSE),\"Check\")),0)","v":0},{"$f":"IFERROR(IF(OR(C844=\"S\",C844=\"D\"),VLOOKUP(B844,'Seasonal Customer Count'!$B:$P,6,FALSE),IF(C844=\"W\",VLOOKUP(B844,'Seasonal Customer Count'!$B:$P,14,FALSE),\"Check\")),0)","v":0},{"$f":"IFERROR(IF(OR(C844=\"S\",C844=\"D\"),VLOOKUP(B844,'Seasonal Customer Count'!$B:$P,7,FALSE),IF(C844=\"W\",VLOOKUP(B844,'Seasonal Customer Count'!$B:$P,15,FALSE),\"Check\")),0)","v":0},{"$f":"IFERROR(IF(OR(C844=\"S\",C844=\"D\"),VLOOKUP(B844,'Seasonal Customer Count'!$B:$P,8,FALSE),IF(C844=\"W\",VLOOKUP(B844,'Seasonal Customer Count'!$B:$P,16,FALSE),\"Check\")),0)","v":0},{"$f":"Summary!$D$8*(K844*'Average Project Size'!$F$6+L844*'Average Project Size'!$F$7+M844*'Average Project Size'!$F$8+N844*'Average Project Size'!$F$10+O844*'Average Project Size'!$F$9)/1000","v":0},{"$f":"Summary!$D$8*(K844*F844*'Average Project Size'!$F$6+L844*G844*'Average Project Size'!$F$7+M844*H844*'Average Project Size'!$F$8+N844*I844*'Average Project Size'!$F$10+O844*J844*'Average Project Size'!$F$9)/1000","v":0}]
[null,{"$f":"'Peak Identification'!B843","v":"RKFD11"},{"$f":"'Peak Identification'!D843","v":"S"},{"$f":"'Peak Identification'!E843","v":22},{"$f":"VLOOKUP($D845,'DER Output'!$S$17:$X$41,6,FALSE)","v":0},{"$f":"IF($C845=\"S\",VLOOKUP($D845,'DER Output'!$S$18:$W$41,2,FALSE),VLOOKUP($D845,'DER Output'!$S$18:$W$41,3,FALSE))","v":4.7662353088631345E-4},{"$f":"IF($C845=\"S\",VLOOKUP($D845,'DER Output'!$S$18:$W$41,4,FALSE),VLOOKUP($D845,'DER Output'!$S$18:$W$41,5,FALSE))","v":4.7662353088631345E-4},{"$f":"IF($C845=\"S\",VLOOKUP($D845,'DER Output'!$S$18:$W$41,4,FALSE),VLOOKUP($D845,'DER Output'!$S$18:$W$41,5,FALSE))","v":4.7662353088631345E-4},{"$f":"IF($C845=\"S\",VLOOKUP($D845,'DER Output'!$S$18:$W$41,4,FALSE),VLOOKUP($D845,'DER Output'!$S$18:$W$41,5,FALSE))","v":4.7662353088631345E-4},{"$f":"IF($C845=\"S\",VLOOKUP($D845,'DER Output'!$S$18:$W$41,4,FALSE),VLOOKUP($D845,'DER Output'!$S$18:$W$41,5,FALSE))","v":4.7662353088631345E-4},{"$f":"IFERROR(IF(OR(C845=\"S\",C845=\"D\"),VLOOKUP(B845,'Seasonal Customer Count'!$B:$I,4,FALSE),IF(C845=\"W\",VLOOKUP(B845,'Seasonal Customer Count'!$B:$P,12,FALSE),\"Check\")),0)","v":57},{"$f":"IFERROR(IF(OR(C845=\"S\",C845=\"D\"),VLOOKUP(B845,'Seasonal Customer Count'!$B:$P,5,FALSE),IF(C845=\"W\",VLOOKUP(B845,'Seasonal Customer Count'!$B:$P,13,FALSE),\"Check\")),0)","v":14},{"$f":"IFERROR(IF(OR(C845=\"S\",C845=\"D\"),VLOOKUP(B845,'Seasonal Customer Count'!$B:$P,6,FALSE),IF(C845=\"W\",VLOOKUP(B845,'Seasonal Customer Count'!$B:$P,14,FALSE),\"Check\")),0)","v":11},{"$f":"IFERROR(IF(OR(C845=\"S\",C845=\"D\"),VLOOKUP(B845,'Seasonal Customer Count'!$B:$P,7,FALSE),IF(C845=\"W\",VLOOKUP(B845,'Seasonal Customer Count'!$B:$P,15,FALSE),\"Check\")),0)","v":0},{"$f":"IFERROR(IF(OR(C845=\"S\",C845=\"D\"),VLOOKUP(B845,'Seasonal Customer Count'!$B:$P,8,FALSE),IF(C845=\"W\",VLOOKUP(B845,'Seasonal Customer Count'!$B:$P,16,FALSE),\"Check\")),0)","v":70},{"$f":"Summary!$D$8*(K845*'Average Project Size'!$F$6+L845*'Average Project Size'!$F$7+M845*'Average Project Size'!$F$8+N845*'Average Project Size'!$F$10+O845*'Average Project Size'!$F$9)/1000","v":4.9706283358879007E-2},{"$f":"Summary!$D$8*(K845*F845*'Average Project Size'!$F$6+L845*G845*'Average Project Size'!$F$7+M845*H845*'Average Project Size'!$F$8+N845*I845*'Average Project Size'!$F$10+O845*J845*'Average Project Size'!$F$9)/1000","v":2.3691184281744518E-5}]
[null,{"$f":"'Peak Identification'!B844","v":"RKFD12"},{"$f":"'Peak Identification'!D844","v":"S"},{"$f":"'Peak Identification'!E844","v":21},{"$f":"VLOOKUP($D846,'DER Output'!$S$17:$X$41,6,FALSE)","v":0},{"$f":"IF($C846=\"S\",VLOOKUP($D846,'DER Output'!$S$18:$W$41,2,FALSE),VLOOKUP($D846,'DER Output'!$S$18:$W$41,3,FALSE))","v":9.5068228432060471E-4},{"$f":"IF($C846=\"S\",VLOOKUP($D846,'DER Output'!$S$18:$W$41,4,FALSE),VLOOKUP($D846,'DER Output'!$S$18:$W$41,5,FALSE))","v":9.5068228432060471E-4},{"$f":"IF($C846=\"S\",VLOOKUP($D846,'DER Output'!$S$18:$W$41,4,FALSE),VLOOKUP($D846,'DER Output'!$S$18:$W$41,5,FALSE))","v":9.5068228432060471E-4},{"$f":"IF($C846=\"S\",VLOOKUP($D846,'DER Output'!$S$18:$W$41,4,FALSE),VLOOKUP($D846,'DER Output'!$S$18:$W$41,5,FALSE))","v":9.5068228432060471E-4},{"$f":"IF($C846=\"S\",VLOOKUP($D846,'DER Output'!$S$18:$W$41,4,FALSE),VLOOKUP($D846,'DER Output'!$S$18:$W$41,5,FALSE))","v":9.5068228432060471E-4},{"$f":"IFERROR(IF(OR(C846=\"S\",C846=\"D\"),VLOOKUP(B846,'Seasonal Customer Count'!$B:$I,4,FALSE),IF(C846=\"W\",VLOOKUP(B846,'Seasonal Customer Count'!$B:$P,12,FALSE),\"Check\")),0)","v":94},{"$f":"IFERROR(IF(OR(C846=\"S\",C846=\"D\"),VLOOKUP(B846,'Seasonal Customer Count'!$B:$P,5,FALSE),IF(C846=\"W\",VLOOKUP(B846,'Seasonal Customer Count'!$B:$P,13,FALSE),\"Check\")),0)","v":13},{"$f":"IFERROR(IF(OR(C846=\"S\",C846=\"D\"),VLOOKUP(B846,'Seasonal Customer Count'!$B:$P,6,FALSE),IF(C846=\"W\",VLOOKUP(B846,'Seasonal Customer Count'!$B:$P,14,FALSE),\"Check\")),0)","v":36},{"$f":"IFERROR(IF(OR(C846=\"S\",C846=\"D\"),VLOOKUP(B846,'Seasonal Customer Count'!$B:$P,7,FALSE),IF(C846=\"W\",VLOOKUP(B846,'Seasonal Customer Count'!$B:$P,15,FALSE),\"Check\")),0)","v":0},{"$f":"IFERROR(IF(OR(C846=\"S\",C846=\"D\"),VLOOKUP(B846,'Seasonal Customer Count'!$B:$P,8,FALSE),IF(C846=\"W\",VLOOKUP(B846,'Seasonal Customer Count'!$B:$P,16,FALSE),\"Check\")),0)","v":38},{"$f":"Summary!$D$8*(K846*'Average Project Size'!$F$6+L846*'Average Project Size'!$F$7+M846*'Average Project Size'!$F$8+N846*'Average Project Size'!$F$10+O846*'Average Project Size'!$F$9)/1000","v":3.5050233029350751E-2},{"$f":"Summary!$D$8*(K846*F846*'Average Project Size'!$F$6+L846*G846*'Average Project Size'!$F$7+M846*H846*'Average Project Size'!$F$8+N846*I846*'Average Project Size'!$F$10+O846*J846*'Average Project Size'!$F$9)/1000","v":3.3321635602312679E-5}]
[null,{"$f":"'Peak Identification'!B845","v":"RKFD13"},{"$f":"'Peak Identification'!D845","v":"S"},{"$f":"'Peak Identification'!E845","v":10},{"$f":"VLOOKUP($D847,'DER Output'!$S$17:$X$41,6,FALSE)","v":0},{"$f":"IF($C847=\"S\",VLOOKUP($D847,'DER Output'!$S$18:$W$41,2,FALSE),VLOOKUP($D847,'DER Output'!$S$18:$W$41,3,FALSE))","v":0.49368339993884308},{"$f":"IF($C847=\"S\",VLOOKUP($D847,'DER Output'!$S$18:$W$41,4,FALSE),VLOOKUP($D847,'DER Output'!$S$18:$W$41,5,FALSE))","v":0.49368339993884308},{"$f":"IF($C847=\"S\",VLOOKUP($D847,'DER Output'!$S$18:$W$41,4,FALSE),VLOOKUP($D847,'DER Output'!$S$18:$W$41,5,FALSE))","v":0.49368339993884308},{"$f":"IF($C847=\"S\",VLOOKUP($D847,'DER Output'!$S$18:$W$41,4,FALSE),VLOOKUP($D847,'DER Output'!$S$18:$W$41,5,FALSE))","v":0.49368339993884308},{"$f":"IF($C847=\"S\",VLOOKUP($D847,'DER Output'!$S$18:$W$41,4,FALSE),VLOOKUP($D847,'DER Output'!$S$18:$W$41,5,FALSE))","v":0.49368339993884308},{"$f":"IFERROR(IF(OR(C847=\"S\",C847=\"D\"),VLOOKUP(B847,'Seasonal Customer Count'!$B:$I,4,FALSE),IF(C847=\"W\",VLOOKUP(B847,'Seasonal Customer Count'!$B:$P,12,FALSE),\"Check\")),0)","v":15},{"$f":"IFERROR(IF(OR(C847=\"S\",C847=\"D\"),VLOOKUP(B847,'Seasonal Customer Count'!$B:$P,5,FALSE),IF(C847=\"W\",VLOOKUP(B847,'Seasonal Customer Count'!$B:$P,13,FALSE),\"Check\")),0)","v":4},{"$f":"IFERROR(IF(OR(C847=\"S\",C847=\"D\"),VLOOKUP(B847,'Seasonal Customer Count'!$B:$P,6,FALSE),IF(C847=\"W\",VLOOKUP(B847,'Seasonal Customer Count'!$B:$P,14,FALSE),\"Check\")),0)","v":3},{"$f":"IFERROR(IF(OR(C847=\"S\",C847=\"D\"),VLOOKUP(B847,'Seasonal Customer Count'!$B:$P,7,FALSE),IF(C847=\"W\",VLOOKUP(B847,'Seasonal Customer Count'!$B:$P,15,FALSE),\"Check\")),0)","v":0},{"$f":"IFERROR(IF(OR(C847=\"S\",C847=\"D\"),VLOOKUP(B847,'Seasonal Customer Count'!$B:$P,8,FALSE),IF(C847=\"W\",VLOOKUP(B847,'Seasonal Customer Count'!$B:$P,16,FALSE),\"Check\")),0)","v":24},{"$f":"Summary!$D$8*(K847*'Average Project Size'!$F$6+L847*'Average Project Size'!$F$7+M847*'Average Project Size'!$F$8+N847*'Average Project Size'!$F$10+O847*'Average Project Size'!$F$9)/1000","v":1.6670237855964658E-2},{"$f":"Summary!$D$8*(K847*F847*'Average Project Size'!$F$6+L847*G847*'Average Project Size'!$F$7+M847*H847*'Average Project Size'!$F$8+N847*I847*'Average Project Size'!$F$10+O847*J847*'Average Project Size'!$F$9)/1000","v":8.2298197025218421E-3}]
[null,{"$f":"'Peak Identification'!B846","v":"RKFD14"},{"$f":"'Peak Identification'!D846","v":"S"},{"$f":"'Peak Identification'!E846","v":22},{"$f":"VLOOKUP($D848,'DER Output'!$S$17:$X$41,6,FALSE)","v":0},{"$f":"IF($C848=\"S\",VLOOKUP($D848,'DER Output'!$S$18:$W$41,2,FALSE),VLOOKUP($D848,'DER Output'!$S$18:$W$41,3,FALSE))","v":4.7662353088631345E-4},{"$f":"IF($C848=\"S\",VLOOKUP($D848,'DER Output'!$S$18:$W$41,4,FALSE),VLOOKUP($D848,'DER Output'!$S$18:$W$41,5,FALSE))","v":4.7662353088631345E-4},{"$f":"IF($C848=\"S\",VLOOKUP($D848,'DER Output'!$S$18:$W$41,4,FALSE),VLOOKUP($D848,'DER Output'!$S$18:$W$41,5,FALSE))","v":4.7662353088631345E-4},{"$f":"IF($C848=\"S\",VLOOKUP($D848,'DER Output'!$S$18:$W$41,4,FALSE),VLOOKUP($D848,'DER Output'!$S$18:$W$41,5,FALSE))","v":4.7662353088631345E-4},{"$f":"IF($C848=\"S\",VLOOKUP($D848,'DER Output'!$S$18:$W$41,4,FALSE),VLOOKUP($D848,'DER Output'!$S$18:$W$41,5,FALSE))","v":4.7662353088631345E-4},{"$f":"IFERROR(IF(OR(C848=\"S\",C848=\"D\"),VLOOKUP(B848,'Seasonal Customer Count'!$B:$I,4,FALSE),IF(C848=\"W\",VLOOKUP(B848,'Seasonal Customer Count'!$B:$P,12,FALSE),\"Check\")),0)","v":23},{"$f":"IFERROR(IF(OR(C848=\"S\",C848=\"D\"),VLOOKUP(B848,'Seasonal Customer Count'!$B:$P,5,FALSE),IF(C848=\"W\",VLOOKUP(B848,'Seasonal Customer Count'!$B:$P,13,FALSE),\"Check\")),0)","v":2},{"$f":"IFERROR(IF(OR(C848=\"S\",C848=\"D\"),VLOOKUP(B848,'Seasonal Customer Count'!$B:$P,6,FALSE),IF(C848=\"W\",VLOOKUP(B848,'Seasonal Customer Count'!$B:$P,14,FALSE),\"Check\")),0)","v":3},{"$f":"IFERROR(IF(OR(C848=\"S\",C848=\"D\"),VLOOKUP(B848,'Seasonal Customer Count'!$B:$P,7,FALSE),IF(C848=\"W\",VLOOKUP(B848,'Seasonal Customer Count'!$B:$P,15,FALSE),\"Check\")),0)","v":0},{"$f":"IFERROR(IF(OR(C848=\"S\",C848=\"D\"),VLOOKUP(B848,'Seasonal Customer Count'!$B:$P,8,FALSE),IF(C848=\"W\",VLOOKUP(B848,'Seasonal Customer Count'!$B:$P,16,FALSE),\"Check\")),0)","v":27},{"$f":"Summary!$D$8*(K848*'Average Project Size'!$F$6+L848*'Average Project Size'!$F$7+M848*'Average Project Size'!$F$8+N848*'Average Project Size'!$F$10+O848*'Average Project Size'!$F$9)/1000","v":1.8749609787056608E-2},{"$f":"Summary!$D$8*(K848*F848*'Average Project Size'!$F$6+L848*G848*'Average Project Size'!$F$7+M848*H848*'Average Project Size'!$F$8+N848*I848*'Average Project Size'!$F$10+O848*J848*'Average Project Size'!$F$9)/1000","v":8.9365052194474988E-6}]
[null,{"$f":"'Peak Identification'!B847","v":"RKFD T-051"},{"$f":"'Peak Identification'!D847","v":"S"},{"$f":"'Peak Identification'!E847","v":22},{"$f":"VLOOKUP($D849,'DER Output'!$S$17:$X$41,6,FALSE)","v":0},{"$f":"IF($C849=\"S\",VLOOKUP($D849,'DER Output'!$S$18:$W$41,2,FALSE),VLOOKUP($D849,'DER Output'!$S$18:$W$41,3,FALSE))","v":4.7662353088631345E-4},{"$f":"IF($C849=\"S\",VLOOKUP($D849,'DER Output'!$S$18:$W$41,4,FALSE),VLOOKUP($D849,'DER Output'!$S$18:$W$41,5,FALSE))","v":4.7662353088631345E-4},{"$f":"IF($C849=\"S\",VLOOKUP($D849,'DER Output'!$S$18:$W$41,4,FALSE),VLOOKUP($D849,'DER Output'!$S$18:$W$41,5,FALSE))","v":4.7662353088631345E-4},{"$f":"IF($C849=\"S\",VLOOKUP($D849,'DER Output'!$S$18:$W$41,4,FALSE),VLOOKUP($D849,'DER Output'!$S$18:$W$41,5,FALSE))","v":4.7662353088631345E-4},{"$f":"IF($C849=\"S\",VLOOKUP($D849,'DER Output'!$S$18:$W$41,4,FALSE),VLOOKUP($D849,'DER Output'!$S$18:$W$41,5,FALSE))","v":4.7662353088631345E-4},{"$f":"IFERROR(IF(OR(C849=\"S\",C849=\"D\"),VLOOKUP(B849,'Seasonal Customer Count'!$B:$I,4,FALSE),IF(C849=\"W\",VLOOKUP(B849,'Seasonal Customer Count'!$B:$P,12,FALSE),\"Check\")),0)","v":166},{"$f":"IFERROR(IF(OR(C849=\"S\",C849=\"D\"),VLOOKUP(B849,'Seasonal Customer Count'!$B:$P,5,FALSE),IF(C849=\"W\",VLOOKUP(B849,'Seasonal Customer Count'!$B:$P,13,FALSE),\"Check\")),0)","v":31},{"$f":"IFERROR(IF(OR(C849=\"S\",C849=\"D\"),VLOOKUP(B849,'Seasonal Customer Count'!$B:$P,6,FALSE),IF(C849=\"W\",VLOOKUP(B849,'Seasonal Customer Count'!$B:$P,14,FALSE),\"Check\")),0)","v":50},{"$f":"IFERROR(IF(OR(C849=\"S\",C849=\"D\"),VLOOKUP(B849,'Seasonal Customer Count'!$B:$P,7,FALSE),IF(C849=\"W\",VLOOKUP(B849,'Seasonal Customer Count'!$B:$P,15,FALSE),\"Check\")),0)","v":0},{"$f":"IFERROR(IF(OR(C849=\"S\",C849=\"D\"),VLOOKUP(B849,'Seasonal Customer Count'!$B:$P,8,FALSE),IF(C849=\"W\",VLOOKUP(B849,'Seasonal Customer Count'!$B:$P,16,FALSE),\"Check\")),0)","v":132},{"$f":"Summary!$D$8*(K849*'Average Project Size'!$F$6+L849*'Average Project Size'!$F$7+M849*'Average Project Size'!$F$8+N849*'Average Project Size'!$F$10+O849*'Average Project Size'!$F$9)/1000","v":0.10142675424419441},{"$f":"Summary!$D$8*(K849*F849*'Average Project Size'!$F$6+L849*G849*'Average Project Size'!$F$7+M849*H849*'Average Project Size'!$F$8+N849*I849*'Average Project Size'!$F$10+O849*J849*'Average Project Size'!$F$9)/1000","v":4.8342377734206319E-5}]
[null,{"$f":"'Peak Identification'!B848","v":"RKFD T-052"},{"$f":"'Peak Identification'!D848","v":"S"},{"$f":"'Peak Identification'!E848","v":22},{"$f":"VLOOKUP($D850,'DER Output'!$S$17:$X$41,6,FALSE)","v":0},{"$f":"IF($C850=\"S\",VLOOKUP($D850,'DER Output'!$S$18:$W$41,2,FALSE),VLOOKUP($D850,'DER Output'!$S$18:$W$41,3,FALSE))","v":4.7662353088631345E-4},{"$f":"IF($C850=\"S\",VLOOKUP($D850,'DER Output'!$S$18:$W$41,4,FALSE),VLOOKUP($D850,'DER Output'!$S$18:$W$41,5,FALSE))","v":4.7662353088631345E-4},{"$f":"IF($C850=\"S\",VLOOKUP($D850,'DER Output'!$S$18:$W$41,4,FALSE),VLOOKUP($D850,'DER Output'!$S$18:$W$41,5,FALSE))","v":4.7662353088631345E-4},{"$f":"IF($C850=\"S\",VLOOKUP($D850,'DER Output'!$S$18:$W$41,4,FALSE),VLOOKUP($D850,'DER Output'!$S$18:$W$41,5,FALSE))","v":4.7662353088631345E-4},{"$f":"IF($C850=\"S\",VLOOKUP($D850,'DER Output'!$S$18:$W$41,4,FALSE),VLOOKUP($D850,'DER Output'!$S$18:$W$41,5,FALSE))","v":4.7662353088631345E-4},{"$f":"IFERROR(IF(OR(C850=\"S\",C850=\"D\"),VLOOKUP(B850,'Seasonal Customer Count'!$B:$I,4,FALSE),IF(C850=\"W\",VLOOKUP(B850,'Seasonal Customer Count'!$B:$P,12,FALSE),\"Check\")),0)","v":23},{"$f":"IFERROR(IF(OR(C850=\"S\",C850=\"D\"),VLOOKUP(B850,'Seasonal Customer Count'!$B:$P,5,FALSE),IF(C850=\"W\",VLOOKUP(B850,'Seasonal Customer Count'!$B:$P,13,FALSE),\"Check\")),0)","v":2},{"$f":"IFERROR(IF(OR(C850=\"S\",C850=\"D\"),VLOOKUP(B850,'Seasonal Customer Count'!$B:$P,6,FALSE),IF(C850=\"W\",VLOOKUP(B850,'Seasonal Customer Count'!$B:$P,14,FALSE),\"Check\")),0)","v":3},{"$f":"IFERROR(IF(OR(C850=\"S\",C850=\"D\"),VLOOKUP(B850,'Seasonal Customer Count'!$B:$P,7,FALSE),IF(C850=\"W\",VLOOKUP(B850,'Seasonal Customer Count'!$B:$P,15,FALSE),\"Check\")),0)","v":0},{"$f":"IFERROR(IF(OR(C850=\"S\",C850=\"D\"),VLOOKUP(B850,'Seasonal Customer Count'!$B:$P,8,FALSE),IF(C850=\"W\",VLOOKUP(B850,'Seasonal Customer Count'!$B:$P,16,FALSE),\"Check\")),0)","v":27},{"$f":"Summary!$D$8*(K850*'Average Project Size'!$F$6+L850*'Average Project Size'!$F$7+M850*'Average Project Size'!$F$8+N850*'Average Project Size'!$F$10+O850*'Average Project Size'!$F$9)/1000","v":1.8749609787056608E-2},{"$f":"Summary!$D$8*(K850*F850*'Average Project Size'!$F$6+L850*G850*'Average Project Size'!$F$7+M850*H850*'Average Project Size'!$F$8+N850*I850*'Average Project Size'!$F$10+O850*J850*'Average Project Size'!$F$9)/1000","v":8.9365052194474988E-6}]
[null,{"$f":"'Peak Identification'!B849","v":"RSET11"},{"$f":"'Peak Identification'!D849","v":"S"},{"$f":"'Peak Identification'!E849","v":14},{"$f":"VLOOKUP($D851,'DER Output'!$S$17:$X$41,6,FALSE)","v":0.26694349499860076},{"$f":"IF($C851=\"S\",VLOOKUP($D851,'DER Output'!$S$18:$W$41,2,FALSE),VLOOKUP($D851,'DER Output'!$S$18:$W$41,3,FALSE))","v":0.65426593965075153},{"$f":"IF($C851=\"S\",VLOOKUP($D851,'DER Output'!$S$18:$W$41,4,FALSE),VLOOKUP($D851,'DER Output'!$S$18:$W$41,5,FALSE))","v":0.65426593965075153},{"$f":"IF($C851=\"S\",VLOOKUP($D851,'DER Output'!$S$18:$W$41,4,FALSE),VLOOKUP($D851,'DER Output'!$S$18:$W$41,5,FALSE))","v":0.65426593965075153},{"$f":"IF($C851=\"S\",VLOOKUP($D851,'DER Output'!$S$18:$W$41,4,FALSE),VLOOKUP($D851,'DER Output'!$S$18:$W$41,5,FALSE))","v":0.65426593965075153},{"$f":"IF($C851=\"S\",VLOOKUP($D851,'DER Output'!$S$18:$W$41,4,FALSE),VLOOKUP($D851,'DER Output'!$S$18:$W$41,5,FALSE))","v":0.65426593965075153},{"$f":"IFERROR(IF(OR(C851=\"S\",C851=\"D\"),VLOOKUP(B851,'Seasonal Customer Count'!$B:$I,4,FALSE),IF(C851=\"W\",VLOOKUP(B851,'Seasonal Customer Count'!$B:$P,12,FALSE),\"Check\")),0)","v":112},{"$f":"IFERROR(IF(OR(C851=\"S\",C851=\"D\"),VLOOKUP(B851,'Seasonal Customer Count'!$B:$P,5,FALSE),IF(C851=\"W\",VLOOKUP(B851,'Seasonal Customer Count'!$B:$P,13,FALSE),\"Check\")),0)","v":52},{"$f":"IFERROR(IF(OR(C851=\"S\",C851=\"D\"),VLOOKUP(B851,'Seasonal Customer Count'!$B:$P,6,FALSE),IF(C851=\"W\",VLOOKUP(B851,'Seasonal Customer Count'!$B:$P,14,FALSE),\"Check\")),0)","v":98},{"$f":"IFERROR(IF(OR(C851=\"S\",C851=\"D\"),VLOOKUP(B851,'Seasonal Customer Count'!$B:$P,7,FALSE),IF(C851=\"W\",VLOOKUP(B851,'Seasonal Customer Count'!$B:$P,15,FALSE),\"Check\")),0)","v":2},{"$f":"IFERROR(IF(OR(C851=\"S\",C851=\"D\"),VLOOKUP(B851,'Seasonal Customer Count'!$B:$P,8,FALSE),IF(C851=\"W\",VLOOKUP(B851,'Seasonal Customer Count'!$B:$P,16,FALSE),\"Check\")),0)","v":0},{"$f":"Summary!$D$8*(K851*'Average Project Size'!$F$6+L851*'Average Project Size'!$F$7+M851*'Average Project Size'!$F$8+N851*'Average Project Size'!$F$10+O851*'Average Project Size'!$F$9)/1000","v":3.0991061531287872E-2},{"$f":"Summary!$D$8*(K851*F851*'Average Project Size'!$F$6+L851*G851*'Average Project Size'!$F$7+M851*H851*'Average Project Size'!$F$8+N851*I851*'Average Project Size'!$F$10+O851*J851*'Average Project Size'!$F$9)/1000","v":2.0276395993542317E-2}]
[null,{"$f":"'Peak Identification'!B850","v":"RSET12"},{"$f":"'Peak Identification'!D850","v":"D"},{"$f":"'Peak Identification'!E850","v":22},{"$f":"VLOOKUP($D852,'DER Output'!$S$17:$X$41,6,FALSE)","v":0},{"$f":"IF($C852=\"S\",VLOOKUP($D852,'DER Output'!$S$18:$W$41,2,FALSE),VLOOKUP($D852,'DER Output'!$S$18:$W$41,3,FALSE))","v":1.6758481088101923E-4},{"$f":"IF($C852=\"S\",VLOOKUP($D852,'DER Output'!$S$18:$W$41,4,FALSE),VLOOKUP($D852,'DER Output'!$S$18:$W$41,5,FALSE))","v":1.6758481088101923E-4},{"$f":"IF($C852=\"S\",VLOOKUP($D852,'DER Output'!$S$18:$W$41,4,FALSE),VLOOKUP($D852,'DER Output'!$S$18:$W$41,5,FALSE))","v":1.6758481088101923E-4},{"$f":"IF($C852=\"S\",VLOOKUP($D852,'DER Output'!$S$18:$W$41,4,FALSE),VLOOKUP($D852,'DER Output'!$S$18:$W$41,5,FALSE))","v":1.6758481088101923E-4},{"$f":"IF($C852=\"S\",VLOOKUP($D852,'DER Output'!$S$18:$W$41,4,FALSE),VLOOKUP($D852,'DER Output'!$S$18:$W$41,5,FALSE))","v":1.6758481088101923E-4},{"$f":"IFERROR(IF(OR(C852=\"S\",C852=\"D\"),VLOOKUP(B852,'Seasonal Customer Count'!$B:$I,4,FALSE),IF(C852=\"W\",VLOOKUP(B852,'Seasonal Customer Count'!$B:$P,12,FALSE),\"Check\")),0)","v":0},{"$f":"IFERROR(IF(OR(C852=\"S\",C852=\"D\"),VLOOKUP(B852,'Seasonal Customer Count'!$B:$P,5,FALSE),IF(C852=\"W\",VLOOKUP(B852,'Seasonal Customer Count'!$B:$P,13,FALSE),\"Check\")),0)","v":0},{"$f":"IFERROR(IF(OR(C852=\"S\",C852=\"D\"),VLOOKUP(B852,'Seasonal Customer Count'!$B:$P,6,FALSE),IF(C852=\"W\",VLOOKUP(B852,'Seasonal Customer Count'!$B:$P,14,FALSE),\"Check\")),0)","v":0},{"$f":"IFERROR(IF(OR(C852=\"S\",C852=\"D\"),VLOOKUP(B852,'Seasonal Customer Count'!$B:$P,7,FALSE),IF(C852=\"W\",VLOOKUP(B852,'Seasonal Customer Count'!$B:$P,15,FALSE),\"Check\")),0)","v":1},{"$f":"IFERROR(IF(OR(C852=\"S\",C852=\"D\"),VLOOKUP(B852,'Seasonal Customer Count'!$B:$P,8,FALSE),IF(C852=\"W\",VLOOKUP(B852,'Seasonal Customer Count'!$B:$P,16,FALSE),\"Check\")),0)","v":0},{"$f":"Summary!$D$8*(K852*'Average Project Size'!$F$6+L852*'Average Project Size'!$F$7+M852*'Average Project Size'!$F$8+N852*'Average Project Size'!$F$10+O852*'Average Project Size'!$F$9)/1000","v":2.9355110231040001E-3},{"$f":"Summary!$D$8*(K852*F852*'Average Project Size'!$F$6+L852*G852*'Average Project Size'!$F$7+M852*H852*'Average Project Size'!$F$8+N852*I852*'Average Project Size'!$F$10+O852*J852*'Average Project Size'!$F$9)/1000","v":4.9194705964603111E-7}]
[null,{"$f":"'Peak Identification'!B851","v":"RSET13"},{"$f":"'Peak Identification'!D851","v":"D"},{"$f":"'Peak Identification'!E851","v":16},{"$f":"VLOOKUP($D853,'DER Output'!$S$17:$X$41,6,FALSE)","v":0.22644022312513051},{"$f":"IF($C853=\"S\",VLOOKUP($D853,'DER Output'!$S$18:$W$41,2,FALSE),VLOOKUP($D853,'DER Output'!$S$18:$W$41,3,FALSE))","v":8.1567307668477237E-2},{"$f":"IF($C853=\"S\",VLOOKUP($D853,'DER Output'!$S$18:$W$41,4,FALSE),VLOOKUP($D853,'DER Output'!$S$18:$W$41,5,FALSE))","v":8.1567307668477237E-2},{"$f":"IF($C853=\"S\",VLOOKUP($D853,'DER Output'!$S$18:$W$41,4,FALSE),VLOOKUP($D853,'DER Output'!$S$18:$W$41,5,FALSE))","v":8.1567307668477237E-2},{"$f":"IF($C853=\"S\",VLOOKUP($D853,'DER Output'!$S$18:$W$41,4,FALSE),VLOOKUP($D853,'DER Output'!$S$18:$W$41,5,FALSE))","v":8.1567307668477237E-2},{"$f":"IF($C853=\"S\",VLOOKUP($D853,'DER Output'!$S$18:$W$41,4,FALSE),VLOOKUP($D853,'DER Output'!$S$18:$W$41,5,FALSE))","v":8.1567307668477237E-2},{"$f":"IFERROR(IF(OR(C853=\"S\",C853=\"D\"),VLOOKUP(B853,'Seasonal Customer Count'!$B:$I,4,FALSE),IF(C853=\"W\",VLOOKUP(B853,'Seasonal Customer Count'!$B:$P,12,FALSE),\"Check\")),0)","v":0},{"$f":"IFERROR(IF(OR(C853=\"S\",C853=\"D\"),VLOOKUP(B853,'Seasonal Customer Count'!$B:$P,5,FALSE),IF(C853=\"W\",VLOOKUP(B853,'Seasonal Customer Count'!$B:$P,13,FALSE),\"Check\")),0)","v":0},{"$f":"IFERROR(IF(OR(C853=\"S\",C853=\"D\"),VLOOKUP(B853,'Seasonal Customer Count'!$B:$P,6,FALSE),IF(C853=\"W\",VLOOKUP(B853,'Seasonal Customer Count'!$B:$P,14,FALSE),\"Check\")),0)","v":0},{"$f":"IFERROR(IF(OR(C853=\"S\",C853=\"D\"),VLOOKUP(B853,'Seasonal Customer Count'!$B:$P,7,FALSE),IF(C853=\"W\",VLOOKUP(B853,'Seasonal Customer Count'!$B:$P,15,FALSE),\"Check\")),0)","v":0},{"$f":"IFERROR(IF(OR(C853=\"S\",C853=\"D\"),VLOOKUP(B853,'Seasonal Customer Count'!$B:$P,8,FALSE),IF(C853=\"W\",VLOOKUP(B853,'Seasonal Customer Count'!$B:$P,16,FALSE),\"Check\")),0)","v":0},{"$f":"Summary!$D$8*(K853*'Average Project Size'!$F$6+L853*'Average Project Size'!$F$7+M853*'Average Project Size'!$F$8+N853*'Average Project Size'!$F$10+O853*'Average Project Size'!$F$9)/1000","v":0},{"$f":"Summary!$D$8*(K853*F853*'Average Project Size'!$F$6+L853*G853*'Average Project Size'!$F$7+M853*H853*'Average Project Size'!$F$8+N853*I853*'Average Project Size'!$F$10+O853*J853*'Average Project Size'!$F$9)/1000","v":0}]
[null,{"$f":"'Peak Identification'!B852","v":"RSET14"},{"$f":"'Peak Identification'!D852","v":"S"},{"$f":"'Peak Identification'!E852","v":21},{"$f":"VLOOKUP($D854,'DER Output'!$S$17:$X$41,6,FALSE)","v":0},{"$f":"IF($C854=\"S\",VLOOKUP($D854,'DER Output'!$S$18:$W$41,2,FALSE),VLOOKUP($D854,'DER Output'!$S$18:$W$41,3,FALSE))","v":9.5068228432060471E-4},{"$f":"IF($C854=\"S\",VLOOKUP($D854,'DER Output'!$S$18:$W$41,4,FALSE),VLOOKUP($D854,'DER Output'!$S$18:$W$41,5,FALSE))","v":9.5068228432060471E-4},{"$f":"IF($C854=\"S\",VLOOKUP($D854,'DER Output'!$S$18:$W$41,4,FALSE),VLOOKUP($D854,'DER Output'!$S$18:$W$41,5,FALSE))","v":9.5068228432060471E-4},{"$f":"IF($C854=\"S\",VLOOKUP($D854,'DER Output'!$S$18:$W$41,4,FALSE),VLOOKUP($D854,'DER Output'!$S$18:$W$41,5,FALSE))","v":9.5068228432060471E-4},{"$f":"IF($C854=\"S\",VLOOKUP($D854,'DER Output'!$S$18:$W$41,4,FALSE),VLOOKUP($D854,'DER Output'!$S$18:$W$41,5,FALSE))","v":9.5068228432060471E-4},{"$f":"IFERROR(IF(OR(C854=\"S\",C854=\"D\"),VLOOKUP(B854,'Seasonal Customer Count'!$B:$I,4,FALSE),IF(C854=\"W\",VLOOKUP(B854,'Seasonal Customer Count'!$B:$P,12,FALSE),\"Check\")),0)","v":0},{"$f":"IFERROR(IF(OR(C854=\"S\",C854=\"D\"),VLOOKUP(B854,'Seasonal Customer Count'!$B:$P,5,FALSE),IF(C854=\"W\",VLOOKUP(B854,'Seasonal Customer Count'!$B:$P,13,FALSE),\"Check\")),0)","v":0},{"$f":"IFERROR(IF(OR(C854=\"S\",C854=\"D\"),VLOOKUP(B854,'Seasonal Customer Count'!$B:$P,6,FALSE),IF(C854=\"W\",VLOOKUP(B854,'Seasonal Customer Count'!$B:$P,14,FALSE),\"Check\")),0)","v":0},{"$f":"IFERROR(IF(OR(C854=\"S\",C854=\"D\"),VLOOKUP(B854,'Seasonal Customer Count'!$B:$P,7,FALSE),IF(C854=\"W\",VLOOKUP(B854,'Seasonal Customer Count'!$B:$P,15,FALSE),\"Check\")),0)","v":0},{"$f":"IFERROR(IF(OR(C854=\"S\",C854=\"D\"),VLOOKUP(B854,'Seasonal Customer Count'!$B:$P,8,FALSE),IF(C854=\"W\",VLOOKUP(B854,'Seasonal Customer Count'!$B:$P,16,FALSE),\"Check\")),0)","v":0},{"$f":"Summary!$D$8*(K854*'Average Project Size'!$F$6+L854*'Average Project Size'!$F$7+M854*'Average Project Size'!$F$8+N854*'Average Project Size'!$F$10+O854*'Average Project Size'!$F$9)/1000","v":0},{"$f":"Summary!$D$8*(K854*F854*'Average Project Size'!$F$6+L854*G854*'Average Project Size'!$F$7+M854*H854*'Average Project Size'!$F$8+N854*I854*'Average Project Size'!$F$10+O854*J854*'Average Project Size'!$F$9)/1000","v":0}]
[null,{"$f":"'Peak Identification'!B853","v":"RSET T-131"},{"$f":"'Peak Identification'!D853","v":"S"},{"$f":"'Peak Identification'!E853","v":15},{"$f":"VLOOKUP($D855,'DER Output'!$S$17:$X$41,6,FALSE)","v":0.24675324675324678},{"$f":"IF($C855=\"S\",VLOOKUP($D855,'DER Output'!$S$18:$W$41,2,FALSE),VLOOKUP($D855,'DER Output'!$S$18:$W$41,3,FALSE))","v":0.57498529407079435},{"$f":"IF($C855=\"S\",VLOOKUP($D855,'DER Output'!$S$18:$W$41,4,FALSE),VLOOKUP($D855,'DER Output'!$S$18:$W$41,5,FALSE))","v":0.57498529407079435},{"$f":"IF($C855=\"S\",VLOOKUP($D855,'DER Output'!$S$18:$W$41,4,FALSE),VLOOKUP($D855,'DER Output'!$S$18:$W$41,5,FALSE))","v":0.57498529407079435},{"$f":"IF($C855=\"S\",VLOOKUP($D855,'DER Output'!$S$18:$W$41,4,FALSE),VLOOKUP($D855,'DER Output'!$S$18:$W$41,5,FALSE))","v":0.57498529407079435},{"$f":"IF($C855=\"S\",VLOOKUP($D855,'DER Output'!$S$18:$W$41,4,FALSE),VLOOKUP($D855,'DER Output'!$S$18:$W$41,5,FALSE))","v":0.57498529407079435},{"$f":"IFERROR(IF(OR(C855=\"S\",C855=\"D\"),VLOOKUP(B855,'Seasonal Customer Count'!$B:$I,4,FALSE),IF(C855=\"W\",VLOOKUP(B855,'Seasonal Customer Count'!$B:$P,12,FALSE),\"Check\")),0)","v":112},{"$f":"IFERROR(IF(OR(C855=\"S\",C855=\"D\"),VLOOKUP(B855,'Seasonal Customer Count'!$B:$P,5,FALSE),IF(C855=\"W\",VLOOKUP(B855,'Seasonal Customer Count'!$B:$P,13,FALSE),\"Check\")),0)","v":52},{"$f":"IFERROR(IF(OR(C855=\"S\",C855=\"D\"),VLOOKUP(B855,'Seasonal Customer Count'!$B:$P,6,FALSE),IF(C855=\"W\",VLOOKUP(B855,'Seasonal Customer Count'!$B:$P,14,FALSE),\"Check\")),0)","v":98},{"$f":"IFERROR(IF(OR(C855=\"S\",C855=\"D\"),VLOOKUP(B855,'Seasonal Customer Count'!$B:$P,7,FALSE),IF(C855=\"W\",VLOOKUP(B855,'Seasonal Customer Count'!$B:$P,15,FALSE),\"Check\")),0)","v":3},{"$f":"IFERROR(IF(OR(C855=\"S\",C855=\"D\"),VLOOKUP(B855,'Seasonal Customer Count'!$B:$P,8,FALSE),IF(C855=\"W\",VLOOKUP(B855,'Seasonal Customer Count'!$B:$P,16,FALSE),\"Check\")),0)","v":0},{"$f":"Summary!$D$8*(K855*'Average Project Size'!$F$6+L855*'Average Project Size'!$F$7+M855*'Average Project Size'!$F$8+N855*'Average Project Size'!$F$10+O855*'Average Project Size'!$F$9)/1000","v":3.3926572554391875E-2},{"$f":"Summary!$D$8*(K855*F855*'Average Project Size'!$F$6+L855*G855*'Average Project Size'!$F$7+M855*H855*'Average Project Size'!$F$8+N855*I855*'Average Project Size'!$F$10+O855*J855*'Average Project Size'!$F$9)/1000","v":1.9507280297001151E-2}]
[null,{"$f":"'Peak Identification'!B854","v":"RSFK11"},{"$f":"'Peak Identification'!D854","v":"S"},{"$f":"'Peak Identification'!E854","v":20},{"$f":"VLOOKUP($D856,'DER Output'!$S$17:$X$41,6,FALSE)","v":2.7072953014838841E-3},{"$f":"IF($C856=\"S\",VLOOKUP($D856,'DER Output'!$S$18:$W$41,2,FALSE),VLOOKUP($D856,'DER Output'!$S$18:$W$41,3,FALSE))","v":2.0294966704587497E-2},{"$f":"IF($C856=\"S\",VLOOKUP($D856,'DER Output'!$S$18:$W$41,4,FALSE),VLOOKUP($D856,'DER Output'!$S$18:$W$41,5,FALSE))","v":2.0294966704587497E-2},{"$f":"IF($C856=\"S\",VLOOKUP($D856,'DER Output'!$S$18:$W$41,4,FALSE),VLOOKUP($D856,'DER Output'!$S$18:$W$41,5,FALSE))","v":2.0294966704587497E-2},{"$f":"IF($C856=\"S\",VLOOKUP($D856,'DER Output'!$S$18:$W$41,4,FALSE),VLOOKUP($D856,'DER Output'!$S$18:$W$41,5,FALSE))","v":2.0294966704587497E-2},{"$f":"IF($C856=\"S\",VLOOKUP($D856,'DER Output'!$S$18:$W$41,4,FALSE),VLOOKUP($D856,'DER Output'!$S$18:$W$41,5,FALSE))","v":2.0294966704587497E-2},{"$f":"IFERROR(IF(OR(C856=\"S\",C856=\"D\"),VLOOKUP(B856,'Seasonal Customer Count'!$B:$I,4,FALSE),IF(C856=\"W\",VLOOKUP(B856,'Seasonal Customer Count'!$B:$P,12,FALSE),\"Check\")),0)","v":3},{"$f":"IFERROR(IF(OR(C856=\"S\",C856=\"D\"),VLOOKUP(B856,'Seasonal Customer Count'!$B:$P,5,FALSE),IF(C856=\"W\",VLOOKUP(B856,'Seasonal Customer Count'!$B:$P,13,FALSE),\"Check\")),0)","v":0},{"$f":"IFERROR(IF(OR(C856=\"S\",C856=\"D\"),VLOOKUP(B856,'Seasonal Customer Count'!$B:$P,6,FALSE),IF(C856=\"W\",VLOOKUP(B856,'Seasonal Customer Count'!$B:$P,14,FALSE),\"Check\")),0)","v":0},{"$f":"IFERROR(IF(OR(C856=\"S\",C856=\"D\"),VLOOKUP(B856,'Seasonal Customer Count'!$B:$P,7,FALSE),IF(C856=\"W\",VLOOKUP(B856,'Seasonal Customer Count'!$B:$P,15,FALSE),\"Check\")),0)","v":0},{"$f":"IFERROR(IF(OR(C856=\"S\",C856=\"D\"),VLOOKUP(B856,'Seasonal Customer Count'!$B:$P,8,FALSE),IF(C856=\"W\",VLOOKUP(B856,'Seasonal Customer Count'!$B:$P,16,FALSE),\"Check\")),0)","v":11},{"$f":"Summary!$D$8*(K856*'Average Project Size'!$F$6+L856*'Average Project Size'!$F$7+M856*'Average Project Size'!$F$8+N856*'Average Project Size'!$F$10+O856*'Average Project Size'!$F$9)/1000","v":7.1155593088468852E-3},{"$f":"Summary!$D$8*(K856*F856*'Average Project Size'!$F$6+L856*G856*'Average Project Size'!$F$7+M856*H856*'Average Project Size'!$F$8+N856*I856*'Average Project Size'!$F$10+O856*J856*'Average Project Size'!$F$9)/1000","v":1.4441003925756514E-4}]
[null,{"$f":"'Peak Identification'!B855","v":"RSFK12"},{"$f":"'Peak Identification'!D855","v":"W"},{"$f":"'Peak Identification'!E855","v":12},{"$f":"VLOOKUP($D857,'DER Output'!$S$17:$X$41,6,FALSE)","v":0},{"$f":"IF($C857=\"S\",VLOOKUP($D857,'DER Output'!$S$18:$W$41,2,FALSE),VLOOKUP($D857,'DER Output'!$S$18:$W$41,3,FALSE))","v":0.32902180894886607},{"$f":"IF($C857=\"S\",VLOOKUP($D857,'DER Output'!$S$18:$W$41,4,FALSE),VLOOKUP($D857,'DER Output'!$S$18:$W$41,5,FALSE))","v":0.32902180894886607},{"$f":"IF($C857=\"S\",VLOOKUP($D857,'DER Output'!$S$18:$W$41,4,FALSE),VLOOKUP($D857,'DER Output'!$S$18:$W$41,5,FALSE))","v":0.32902180894886607},{"$f":"IF($C857=\"S\",VLOOKUP($D857,'DER Output'!$S$18:$W$41,4,FALSE),VLOOKUP($D857,'DER Output'!$S$18:$W$41,5,FALSE))","v":0.32902180894886607},{"$f":"IF($C857=\"S\",VLOOKUP($D857,'DER Output'!$S$18:$W$41,4,FALSE),VLOOKUP($D857,'DER Output'!$S$18:$W$41,5,FALSE))","v":0.32902180894886607},{"$f":"IFERROR(IF(OR(C857=\"S\",C857=\"D\"),VLOOKUP(B857,'Seasonal Customer Count'!$B:$I,4,FALSE),IF(C857=\"W\",VLOOKUP(B857,'Seasonal Customer Count'!$B:$P,12,FALSE),\"Check\")),0)","v":61},{"$f":"IFERROR(IF(OR(C857=\"S\",C857=\"D\"),VLOOKUP(B857,'Seasonal Customer Count'!$B:$P,5,FALSE),IF(C857=\"W\",VLOOKUP(B857,'Seasonal Customer Count'!$B:$P,13,FALSE),\"Check\")),0)","v":82},{"$f":"IFERROR(IF(OR(C857=\"S\",C857=\"D\"),VLOOKUP(B857,'Seasonal Customer Count'!$B:$P,6,FALSE),IF(C857=\"W\",VLOOKUP(B857,'Seasonal Customer Count'!$B:$P,14,FALSE),\"Check\")),0)","v":2},{"$f":"IFERROR(IF(OR(C857=\"S\",C857=\"D\"),VLOOKUP(B857,'Seasonal Customer Count'!$B:$P,7,FALSE),IF(C857=\"W\",VLOOKUP(B857,'Seasonal Customer Count'!$B:$P,15,FALSE),\"Check\")),0)","v":13},{"$f":"IFERROR(IF(OR(C857=\"S\",C857=\"D\"),VLOOKUP(B857,'Seasonal Customer Count'!$B:$P,8,FALSE),IF(C857=\"W\",VLOOKUP(B857,'Seasonal Customer Count'!$B:$P,16,FALSE),\"Check\")),0)","v":0},{"$f":"Summary!$D$8*(K857*'Average Project Size'!$F$6+L857*'Average Project Size'!$F$7+M857*'Average Project Size'!$F$8+N857*'Average Project Size'!$F$10+O857*'Average Project Size'!$F$9)/1000","v":4.6944636789025676E-2},{"$f":"Summary!$D$8*(K857*F857*'Average Project Size'!$F$6+L857*G857*'Average Project Size'!$F$7+M857*H857*'Average Project Size'!$F$8+N857*I857*'Average Project Size'!$F$10+O857*J857*'Average Project Size'!$F$9)/1000","v":1.5445809316772717E-2}]
[null,{"$f":"'Peak Identification'!B856","v":"RSFK T-051"},{"$f":"'Peak Identification'!D856","v":"S"},{"$f":"'Peak Identification'!E856","v":20},{"$f":"VLOOKUP($D858,'DER Output'!$S$17:$X$41,6,FALSE)","v":2.7072953014838841E-3},{"$f":"IF($C858=\"S\",VLOOKUP($D858,'DER Output'!$S$18:$W$41,2,FALSE),VLOOKUP($D858,'DER Output'!$S$18:$W$41,3,FALSE))","v":2.0294966704587497E-2},{"$f":"IF($C858=\"S\",VLOOKUP($D858,'DER Output'!$S$18:$W$41,4,FALSE),VLOOKUP($D858,'DER Output'!$S$18:$W$41,5,FALSE))","v":2.0294966704587497E-2},{"$f":"IF($C858=\"S\",VLOOKUP($D858,'DER Output'!$S$18:$W$41,4,FALSE),VLOOKUP($D858,'DER Output'!$S$18:$W$41,5,FALSE))","v":2.0294966704587497E-2},{"$f":"IF($C858=\"S\",VLOOKUP($D858,'DER Output'!$S$18:$W$41,4,FALSE),VLOOKUP($D858,'DER Output'!$S$18:$W$41,5,FALSE))","v":2.0294966704587497E-2},{"$f":"IF($C858=\"S\",VLOOKUP($D858,'DER Output'!$S$18:$W$41,4,FALSE),VLOOKUP($D858,'DER Output'!$S$18:$W$41,5,FALSE))","v":2.0294966704587497E-2},{"$f":"IFERROR(IF(OR(C858=\"S\",C858=\"D\"),VLOOKUP(B858,'Seasonal Customer Count'!$B:$I,4,FALSE),IF(C858=\"W\",VLOOKUP(B858,'Seasonal Customer Count'!$B:$P,12,FALSE),\"Check\")),0)","v":49},{"$f":"IFERROR(IF(OR(C858=\"S\",C858=\"D\"),VLOOKUP(B858,'Seasonal Customer Count'!$B:$P,5,FALSE),IF(C858=\"W\",VLOOKUP(B858,'Seasonal Customer Count'!$B:$P,13,FALSE),\"Check\")),0)","v":5},{"$f":"IFERROR(IF(OR(C858=\"S\",C858=\"D\"),VLOOKUP(B858,'Seasonal Customer Count'!$B:$P,6,FALSE),IF(C858=\"W\",VLOOKUP(B858,'Seasonal Customer Count'!$B:$P,14,FALSE),\"Check\")),0)","v":3},{"$f":"IFERROR(IF(OR(C858=\"S\",C858=\"D\"),VLOOKUP(B858,'Seasonal Customer Count'!$B:$P,7,FALSE),IF(C858=\"W\",VLOOKUP(B858,'Seasonal Customer Count'!$B:$P,15,FALSE),\"Check\")),0)","v":0},{"$f":"IFERROR(IF(OR(C858=\"S\",C858=\"D\"),VLOOKUP(B858,'Seasonal Customer Count'!$B:$P,8,FALSE),IF(C858=\"W\",VLOOKUP(B858,'Seasonal Customer Count'!$B:$P,16,FALSE),\"Check\")),0)","v":11},{"$f":"Summary!$D$8*(K858*'Average Project Size'!$F$6+L858*'Average Project Size'!$F$7+M858*'Average Project Size'!$F$8+N858*'Average Project Size'!$F$10+O858*'Average Project Size'!$F$9)/1000","v":9.8266207485455392E-3},{"$f":"Summary!$D$8*(K858*F858*'Average Project Size'!$F$6+L858*G858*'Average Project Size'!$F$7+M858*H858*'Average Project Size'!$F$8+N858*I858*'Average Project Size'!$F$10+O858*J858*'Average Project Size'!$F$9)/1000","v":1.9943094091034037E-4}]
[null,{"$f":"'Peak Identification'!B857","v":"SAMN12"},{"$f":"'Peak Identification'!D857","v":"W"},{"$f":"'Peak Identification'!E857","v":8},{"$f":"VLOOKUP($D859,'DER Output'!$S$17:$X$41,6,FALSE)","v":0},{"$f":"IF($C859=\"S\",VLOOKUP($D859,'DER Output'!$S$18:$W$41,2,FALSE),VLOOKUP($D859,'DER Output'!$S$18:$W$41,3,FALSE))","v":2.4357194050013426E-2},{"$f":"IF($C859=\"S\",VLOOKUP($D859,'DER Output'!$S$18:$W$41,4,FALSE),VLOOKUP($D859,'DER Output'!$S$18:$W$41,5,FALSE))","v":2.4357194050013426E-2},{"$f":"IF($C859=\"S\",VLOOKUP($D859,'DER Output'!$S$18:$W$41,4,FALSE),VLOOKUP($D859,'DER Output'!$S$18:$W$41,5,FALSE))","v":2.4357194050013426E-2},{"$f":"IF($C859=\"S\",VLOOKUP($D859,'DER Output'!$S$18:$W$41,4,FALSE),VLOOKUP($D859,'DER Output'!$S$18:$W$41,5,FALSE))","v":2.4357194050013426E-2},{"$f":"IF($C859=\"S\",VLOOKUP($D859,'DER Output'!$S$18:$W$41,4,FALSE),VLOOKUP($D859,'DER Output'!$S$18:$W$41,5,FALSE))","v":2.4357194050013426E-2},{"$f":"IFERROR(IF(OR(C859=\"S\",C859=\"D\"),VLOOKUP(B859,'Seasonal Customer Count'!$B:$I,4,FALSE),IF(C859=\"W\",VLOOKUP(B859,'Seasonal Customer Count'!$B:$P,12,FALSE),\"Check\")),0)","v":2},{"$f":"IFERROR(IF(OR(C859=\"S\",C859=\"D\"),VLOOKUP(B859,'Seasonal Customer Count'!$B:$P,5,FALSE),IF(C859=\"W\",VLOOKUP(B859,'Seasonal Customer Count'!$B:$P,13,FALSE),\"Check\")),0)","v":4},{"$f":"IFERROR(IF(OR(C859=\"S\",C859=\"D\"),VLOOKUP(B859,'Seasonal Customer Count'!$B:$P,6,FALSE),IF(C859=\"W\",VLOOKUP(B859,'Seasonal Customer Count'!$B:$P,14,FALSE),\"Check\")),0)","v":1},{"$f":"IFERROR(IF(OR(C859=\"S\",C859=\"D\"),VLOOKUP(B859,'Seasonal Customer Count'!$B:$P,7,FALSE),IF(C859=\"W\",VLOOKUP(B859,'Seasonal Customer Count'!$B:$P,15,FALSE),\"Check\")),0)","v":0},{"$f":"IFERROR(IF(OR(C859=\"S\",C859=\"D\"),VLOOKUP(B859,'Seasonal Customer Count'!$B:$P,8,FALSE),IF(C859=\"W\",VLOOKUP(B859,'Seasonal Customer Count'!$B:$P,16,FALSE),\"Check\")),0)","v":0},{"$f":"Summary!$D$8*(K859*'Average Project Size'!$F$6+L859*'Average Project Size'!$F$7+M859*'Average Project Size'!$F$8+N859*'Average Project Size'!$F$10+O859*'Average Project Size'!$F$9)/1000","v":5.4486462386892152E-4},{"$f":"Summary!$D$8*(K859*F859*'Average Project Size'!$F$6+L859*G859*'Average Project Size'!$F$7+M859*H859*'Average Project Size'!$F$8+N859*I859*'Average Project Size'!$F$10+O859*J859*'Average Project Size'!$F$9)/1000","v":1.32713733745629E-5}]
[null,{"$f":"'Peak Identification'!B858","v":"SAMN13"},{"$f":"'Peak Identification'!D858","v":"W"},{"$f":"'Peak Identification'!E858","v":9},{"$f":"VLOOKUP($D860,'DER Output'!$S$17:$X$41,6,FALSE)","v":0},{"$f":"IF($C860=\"S\",VLOOKUP($D860,'DER Output'!$S$18:$W$41,2,FALSE),VLOOKUP($D860,'DER Output'!$S$18:$W$41,3,FALSE))","v":9.9257193152337234E-2},{"$f":"IF($C860=\"S\",VLOOKUP($D860,'DER Output'!$S$18:$W$41,4,FALSE),VLOOKUP($D860,'DER Output'!$S$18:$W$41,5,FALSE))","v":9.9257193152337234E-2},{"$f":"IF($C860=\"S\",VLOOKUP($D860,'DER Output'!$S$18:$W$41,4,FALSE),VLOOKUP($D860,'DER Output'!$S$18:$W$41,5,FALSE))","v":9.9257193152337234E-2},{"$f":"IF($C860=\"S\",VLOOKUP($D860,'DER Output'!$S$18:$W$41,4,FALSE),VLOOKUP($D860,'DER Output'!$S$18:$W$41,5,FALSE))","v":9.9257193152337234E-2},{"$f":"IF($C860=\"S\",VLOOKUP($D860,'DER Output'!$S$18:$W$41,4,FALSE),VLOOKUP($D860,'DER Output'!$S$18:$W$41,5,FALSE))","v":9.9257193152337234E-2},{"$f":"IFERROR(IF(OR(C860=\"S\",C860=\"D\"),VLOOKUP(B860,'Seasonal Customer Count'!$B:$I,4,FALSE),IF(C860=\"W\",VLOOKUP(B860,'Seasonal Customer Count'!$B:$P,12,FALSE),\"Check\")),0)","v":17},{"$f":"IFERROR(IF(OR(C860=\"S\",C860=\"D\"),VLOOKUP(B860,'Seasonal Customer Count'!$B:$P,5,FALSE),IF(C860=\"W\",VLOOKUP(B860,'Seasonal Customer Count'!$B:$P,13,FALSE),\"Check\")),0)","v":35},{"$f":"IFERROR(IF(OR(C860=\"S\",C860=\"D\"),VLOOKUP(B860,'Seasonal Customer Count'!$B:$P,6,FALSE),IF(C860=\"W\",VLOOKUP(B860,'Seasonal Customer Count'!$B:$P,14,FALSE),\"Check\")),0)","v":0},{"$f":"IFERROR(IF(OR(C860=\"S\",C860=\"D\"),VLOOKUP(B860,'Seasonal Customer Count'!$B:$P,7,FALSE),IF(C860=\"W\",VLOOKUP(B860,'Seasonal Customer Count'!$B:$P,15,FALSE),\"Check\")),0)","v":115},{"$f":"IFERROR(IF(OR(C860=\"S\",C860=\"D\"),VLOOKUP(B860,'Seasonal Customer Count'!$B:$P,8,FALSE),IF(C860=\"W\",VLOOKUP(B860,'Seasonal Customer Count'!$B:$P,16,FALSE),\"Check\")),0)","v":0},{"$f":"Summary!$D$8*(K860*'Average Project Size'!$F$6+L860*'Average Project Size'!$F$7+M860*'Average Project Size'!$F$8+N860*'Average Project Size'!$F$10+O860*'Average Project Size'!$F$9)/1000","v":0.34082661129622699},{"$f":"Summary!$D$8*(K860*F860*'Average Project Size'!$F$6+L860*G860*'Average Project Size'!$F$7+M860*H860*'Average Project Size'!$F$8+N860*I860*'Average Project Size'!$F$10+O860*J860*'Average Project Size'!$F$9)/1000","v":3.3829492788886167E-2}]
[null,{"$f":"'Peak Identification'!B859","v":"SAMN14"},{"$f":"'Peak Identification'!D859","v":"W"},{"$f":"'Peak Identification'!E859","v":8},{"$f":"VLOOKUP($D861,'DER Output'!$S$17:$X$41,6,FALSE)","v":0},{"$f":"IF($C861=\"S\",VLOOKUP($D861,'DER Output'!$S$18:$W$41,2,FALSE),VLOOKUP($D861,'DER Output'!$S$18:$W$41,3,FALSE))","v":2.4357194050013426E-2},{"$f":"IF($C861=\"S\",VLOOKUP($D861,'DER Output'!$S$18:$W$41,4,FALSE),VLOOKUP($D861,'DER Output'!$S$18:$W$41,5,FALSE))","v":2.4357194050013426E-2},{"$f":"IF($C861=\"S\",VLOOKUP($D861,'DER Output'!$S$18:$W$41,4,FALSE),VLOOKUP($D861,'DER Output'!$S$18:$W$41,5,FALSE))","v":2.4357194050013426E-2},{"$f":"IF($C861=\"S\",VLOOKUP($D861,'DER Output'!$S$18:$W$41,4,FALSE),VLOOKUP($D861,'DER Output'!$S$18:$W$41,5,FALSE))","v":2.4357194050013426E-2},{"$f":"IF($C861=\"S\",VLOOKUP($D861,'DER Output'!$S$18:$W$41,4,FALSE),VLOOKUP($D861,'DER Output'!$S$18:$W$41,5,FALSE))","v":2.4357194050013426E-2},{"$f":"IFERROR(IF(OR(C861=\"S\",C861=\"D\"),VLOOKUP(B861,'Seasonal Customer Count'!$B:$I,4,FALSE),IF(C861=\"W\",VLOOKUP(B861,'Seasonal Customer Count'!$B:$P,12,FALSE),\"Check\")),0)","v":12},{"$f":"IFERROR(IF(OR(C861=\"S\",C861=\"D\"),VLOOKUP(B861,'Seasonal Customer Count'!$B:$P,5,FALSE),IF(C861=\"W\",VLOOKUP(B861,'Seasonal Customer Count'!$B:$P,13,FALSE),\"Check\")),0)","v":12},{"$f":"IFERROR(IF(OR(C861=\"S\",C861=\"D\"),VLOOKUP(B861,'Seasonal Customer Count'!$B:$P,6,FALSE),IF(C861=\"W\",VLOOKUP(B861,'Seasonal Customer Count'!$B:$P,14,FALSE),\"Check\")),0)","v":0},{"$f":"IFERROR(IF(OR(C861=\"S\",C861=\"D\"),VLOOKUP(B861,'Seasonal Customer Count'!$B:$P,7,FALSE),IF(C861=\"W\",VLOOKUP(B861,'Seasonal Customer Count'!$B:$P,15,FALSE),\"Check\")),0)","v":62},{"$f":"IFERROR(IF(OR(C861=\"S\",C861=\"D\"),VLOOKUP(B861,'Seasonal Customer Count'!$B:$P,8,FALSE),IF(C861=\"W\",VLOOKUP(B861,'Seasonal Customer Count'!$B:$P,16,FALSE),\"Check\")),0)","v":0},{"$f":"Summary!$D$8*(K861*'Average Project Size'!$F$6+L861*'Average Project Size'!$F$7+M861*'Average Project Size'!$F$8+N861*'Average Project Size'!$F$10+O861*'Average Project Size'!$F$9)/1000","v":0.18335881365447199},{"$f":"Summary!$D$8*(K861*F861*'Average Project Size'!$F$6+L861*G861*'Average Project Size'!$F$7+M861*H861*'Average Project Size'!$F$8+N861*I861*'Average Project Size'!$F$10+O861*J861*'Average Project Size'!$F$9)/1000","v":4.4661062049622261E-3}]
[null,{"$f":"'Peak Identification'!B860","v":"SAMN41"},{"$f":"'Peak Identification'!D860","v":"W"},{"$f":"'Peak Identification'!E860","v":7},{"$f":"VLOOKUP($D862,'DER Output'!$S$17:$X$41,6,FALSE)","v":0},{"$f":"IF($C862=\"S\",VLOOKUP($D862,'DER Output'!$S$18:$W$41,2,FALSE),VLOOKUP($D862,'DER Output'!$S$18:$W$41,3,FALSE))","v":1.6354374218706029E-3},{"$f":"IF($C862=\"S\",VLOOKUP($D862,'DER Output'!$S$18:$W$41,4,FALSE),VLOOKUP($D862,'DER Output'!$S$18:$W$41,5,FALSE))","v":1.6354374218706029E-3},{"$f":"IF($C862=\"S\",VLOOKUP($D862,'DER Output'!$S$18:$W$41,4,FALSE),VLOOKUP($D862,'DER Output'!$S$18:$W$41,5,FALSE))","v":1.6354374218706029E-3},{"$f":"IF($C862=\"S\",VLOOKUP($D862,'DER Output'!$S$18:$W$41,4,FALSE),VLOOKUP($D862,'DER Output'!$S$18:$W$41,5,FALSE))","v":1.6354374218706029E-3},{"$f":"IF($C862=\"S\",VLOOKUP($D862,'DER Output'!$S$18:$W$41,4,FALSE),VLOOKUP($D862,'DER Output'!$S$18:$W$41,5,FALSE))","v":1.6354374218706029E-3},{"$f":"IFERROR(IF(OR(C862=\"S\",C862=\"D\"),VLOOKUP(B862,'Seasonal Customer Count'!$B:$I,4,FALSE),IF(C862=\"W\",VLOOKUP(B862,'Seasonal Customer Count'!$B:$P,12,FALSE),\"Check\")),0)","v":5},{"$f":"IFERROR(IF(OR(C862=\"S\",C862=\"D\"),VLOOKUP(B862,'Seasonal Customer Count'!$B:$P,5,FALSE),IF(C862=\"W\",VLOOKUP(B862,'Seasonal Customer Count'!$B:$P,13,FALSE),\"Check\")),0)","v":23},{"$f":"IFERROR(IF(OR(C862=\"S\",C862=\"D\"),VLOOKUP(B862,'Seasonal Customer Count'!$B:$P,6,FALSE),IF(C862=\"W\",VLOOKUP(B862,'Seasonal Customer Count'!$B:$P,14,FALSE),\"Check\")),0)","v":0},{"$f":"IFERROR(IF(OR(C862=\"S\",C862=\"D\"),VLOOKUP(B862,'Seasonal Customer Count'!$B:$P,7,FALSE),IF(C862=\"W\",VLOOKUP(B862,'Seasonal Customer Count'!$B:$P,15,FALSE),\"Check\")),0)","v":53},{"$f":"IFERROR(IF(OR(C862=\"S\",C862=\"D\"),VLOOKUP(B862,'Seasonal Customer Count'!$B:$P,8,FALSE),IF(C862=\"W\",VLOOKUP(B862,'Seasonal Customer Count'!$B:$P,16,FALSE),\"Check\")),0)","v":0},{"$f":"Summary!$D$8*(K862*'Average Project Size'!$F$6+L862*'Average Project Size'!$F$7+M862*'Average Project Size'!$F$8+N862*'Average Project Size'!$F$10+O862*'Average Project Size'!$F$9)/1000","v":0.157467797641755},{"$f":"Summary!$D$8*(K862*F862*'Average Project Size'!$F$6+L862*G862*'Average Project Size'!$F$7+M862*H862*'Average Project Size'!$F$8+N862*I862*'Average Project Size'!$F$10+O862*J862*'Average Project Size'!$F$9)/1000","v":2.5752872900287362E-4}]
[null,{"$f":"'Peak Identification'!B861","v":"SAMN42"},{"$f":"'Peak Identification'!D861","v":"W"},{"$f":"'Peak Identification'!E861","v":7},{"$f":"VLOOKUP($D863,'DER Output'!$S$17:$X$41,6,FALSE)","v":0},{"$f":"IF($C863=\"S\",VLOOKUP($D863,'DER Output'!$S$18:$W$41,2,FALSE),VLOOKUP($D863,'DER Output'!$S$18:$W$41,3,FALSE))","v":1.6354374218706029E-3},{"$f":"IF($C863=\"S\",VLOOKUP($D863,'DER Output'!$S$18:$W$41,4,FALSE),VLOOKUP($D863,'DER Output'!$S$18:$W$41,5,FALSE))","v":1.6354374218706029E-3},{"$f":"IF($C863=\"S\",VLOOKUP($D863,'DER Output'!$S$18:$W$41,4,FALSE),VLOOKUP($D863,'DER Output'!$S$18:$W$41,5,FALSE))","v":1.6354374218706029E-3},{"$f":"IF($C863=\"S\",VLOOKUP($D863,'DER Output'!$S$18:$W$41,4,FALSE),VLOOKUP($D863,'DER Output'!$S$18:$W$41,5,FALSE))","v":1.6354374218706029E-3},{"$f":"IF($C863=\"S\",VLOOKUP($D863,'DER Output'!$S$18:$W$41,4,FALSE),VLOOKUP($D863,'DER Output'!$S$18:$W$41,5,FALSE))","v":1.6354374218706029E-3},{"$f":"IFERROR(IF(OR(C863=\"S\",C863=\"D\"),VLOOKUP(B863,'Seasonal Customer Count'!$B:$I,4,FALSE),IF(C863=\"W\",VLOOKUP(B863,'Seasonal Customer Count'!$B:$P,12,FALSE),\"Check\")),0)","v":105},{"$f":"IFERROR(IF(OR(C863=\"S\",C863=\"D\"),VLOOKUP(B863,'Seasonal Customer Count'!$B:$P,5,FALSE),IF(C863=\"W\",VLOOKUP(B863,'Seasonal Customer Count'!$B:$P,13,FALSE),\"Check\")),0)","v":215},{"$f":"IFERROR(IF(OR(C863=\"S\",C863=\"D\"),VLOOKUP(B863,'Seasonal Customer Count'!$B:$P,6,FALSE),IF(C863=\"W\",VLOOKUP(B863,'Seasonal Customer Count'!$B:$P,14,FALSE),\"Check\")),0)","v":3},{"$f":"IFERROR(IF(OR(C863=\"S\",C863=\"D\"),VLOOKUP(B863,'Seasonal Customer Count'!$B:$P,7,FALSE),IF(C863=\"W\",VLOOKUP(B863,'Seasonal Customer Count'!$B:$P,15,FALSE),\"Check\")),0)","v":0},{"$f":"IFERROR(IF(OR(C863=\"S\",C863=\"D\"),VLOOKUP(B863,'Seasonal Customer Count'!$B:$P,8,FALSE),IF(C863=\"W\",VLOOKUP(B863,'Seasonal Customer Count'!$B:$P,16,FALSE),\"Check\")),0)","v":0},{"$f":"Summary!$D$8*(K863*'Average Project Size'!$F$6+L863*'Average Project Size'!$F$7+M863*'Average Project Size'!$F$8+N863*'Average Project Size'!$F$10+O863*'Average Project Size'!$F$9)/1000","v":2.0458985931391661E-2},{"$f":"Summary!$D$8*(K863*F863*'Average Project Size'!$F$6+L863*G863*'Average Project Size'!$F$7+M863*H863*'Average Project Size'!$F$8+N863*I863*'Average Project Size'!$F$10+O863*J863*'Average Project Size'!$F$9)/1000","v":3.345939120572212E-5}]
[null,{"$f":"'Peak Identification'!B862","v":"SAMN T-062"},{"$f":"'Peak Identification'!D862","v":"W"},{"$f":"'Peak Identification'!E862","v":7},{"$f":"VLOOKUP($D864,'DER Output'!$S$17:$X$41,6,FALSE)","v":0},{"$f":"IF($C864=\"S\",VLOOKUP($D864,'DER Output'!$S$18:$W$41,2,FALSE),VLOOKUP($D864,'DER Output'!$S$18:$W$41,3,FALSE))","v":1.6354374218706029E-3},{"$f":"IF($C864=\"S\",VLOOKUP($D864,'DER Output'!$S$18:$W$41,4,FALSE),VLOOKUP($D864,'DER Output'!$S$18:$W$41,5,FALSE))","v":1.6354374218706029E-3},{"$f":"IF($C864=\"S\",VLOOKUP($D864,'DER Output'!$S$18:$W$41,4,FALSE),VLOOKUP($D864,'DER Output'!$S$18:$W$41,5,FALSE))","v":1.6354374218706029E-3},{"$f":"IF($C864=\"S\",VLOOKUP($D864,'DER Output'!$S$18:$W$41,4,FALSE),VLOOKUP($D864,'DER Output'!$S$18:$W$41,5,FALSE))","v":1.6354374218706029E-3},{"$f":"IF($C864=\"S\",VLOOKUP($D864,'DER Output'!$S$18:$W$41,4,FALSE),VLOOKUP($D864,'DER Output'!$S$18:$W$41,5,FALSE))","v":1.6354374218706029E-3},{"$f":"IFERROR(IF(OR(C864=\"S\",C864=\"D\"),VLOOKUP(B864,'Seasonal Customer Count'!$B:$I,4,FALSE),IF(C864=\"W\",VLOOKUP(B864,'Seasonal Customer Count'!$B:$P,12,FALSE),\"Check\")),0)","v":105},{"$f":"IFERROR(IF(OR(C864=\"S\",C864=\"D\"),VLOOKUP(B864,'Seasonal Customer Count'!$B:$P,5,FALSE),IF(C864=\"W\",VLOOKUP(B864,'Seasonal Customer Count'!$B:$P,13,FALSE),\"Check\")),0)","v":215},{"$f":"IFERROR(IF(OR(C864=\"S\",C864=\"D\"),VLOOKUP(B864,'Seasonal Customer Count'!$B:$P,6,FALSE),IF(C864=\"W\",VLOOKUP(B864,'Seasonal Customer Count'!$B:$P,14,FALSE),\"Check\")),0)","v":2},{"$f":"IFERROR(IF(OR(C864=\"S\",C864=\"D\"),VLOOKUP(B864,'Seasonal Customer Count'!$B:$P,7,FALSE),IF(C864=\"W\",VLOOKUP(B864,'Seasonal Customer Count'!$B:$P,15,FALSE),\"Check\")),0)","v":0},{"$f":"IFERROR(IF(OR(C864=\"S\",C864=\"D\"),VLOOKUP(B864,'Seasonal Customer Count'!$B:$P,8,FALSE),IF(C864=\"W\",VLOOKUP(B864,'Seasonal Customer Count'!$B:$P,16,FALSE),\"Check\")),0)","v":0},{"$f":"Summary!$D$8*(K864*'Average Project Size'!$F$6+L864*'Average Project Size'!$F$7+M864*'Average Project Size'!$F$8+N864*'Average Project Size'!$F$10+O864*'Average Project Size'!$F$9)/1000","v":2.0287003288015588E-2},{"$f":"Summary!$D$8*(K864*F864*'Average Project Size'!$F$6+L864*G864*'Average Project Size'!$F$7+M864*H864*'Average Project Size'!$F$8+N864*I864*'Average Project Size'!$F$10+O864*J864*'Average Project Size'!$F$9)/1000","v":3.3178124354832658E-5}]
[null,{"$f":"'Peak Identification'!B863","v":"SAMN T-063"},{"$f":"'Peak Identification'!D863","v":"W"},{"$f":"'Peak Identification'!E863","v":15},{"$f":"VLOOKUP($D865,'DER Output'!$S$17:$X$41,6,FALSE)","v":0.24675324675324678},{"$f":"IF($C865=\"S\",VLOOKUP($D865,'DER Output'!$S$18:$W$41,2,FALSE),VLOOKUP($D865,'DER Output'!$S$18:$W$41,3,FALSE))","v":0.1862014198298606},{"$f":"IF($C865=\"S\",VLOOKUP($D865,'DER Output'!$S$18:$W$41,4,FALSE),VLOOKUP($D865,'DER Output'!$S$18:$W$41,5,FALSE))","v":0.1862014198298606},{"$f":"IF($C865=\"S\",VLOOKUP($D865,'DER Output'!$S$18:$W$41,4,FALSE),VLOOKUP($D865,'DER Output'!$S$18:$W$41,5,FALSE))","v":0.1862014198298606},{"$f":"IF($C865=\"S\",VLOOKUP($D865,'DER Output'!$S$18:$W$41,4,FALSE),VLOOKUP($D865,'DER Output'!$S$18:$W$41,5,FALSE))","v":0.1862014198298606},{"$f":"IF($C865=\"S\",VLOOKUP($D865,'DER Output'!$S$18:$W$41,4,FALSE),VLOOKUP($D865,'DER Output'!$S$18:$W$41,5,FALSE))","v":0.1862014198298606},{"$f":"IFERROR(IF(OR(C865=\"S\",C865=\"D\"),VLOOKUP(B865,'Seasonal Customer Count'!$B:$I,4,FALSE),IF(C865=\"W\",VLOOKUP(B865,'Seasonal Customer Count'!$B:$P,12,FALSE),\"Check\")),0)","v":0},{"$f":"IFERROR(IF(OR(C865=\"S\",C865=\"D\"),VLOOKUP(B865,'Seasonal Customer Count'!$B:$P,5,FALSE),IF(C865=\"W\",VLOOKUP(B865,'Seasonal Customer Count'!$B:$P,13,FALSE),\"Check\")),0)","v":0},{"$f":"IFERROR(IF(OR(C865=\"S\",C865=\"D\"),VLOOKUP(B865,'Seasonal Customer Count'!$B:$P,6,FALSE),IF(C865=\"W\",VLOOKUP(B865,'Seasonal Customer Count'!$B:$P,14,FALSE),\"Check\")),0)","v":1},{"$f":"IFERROR(IF(OR(C865=\"S\",C865=\"D\"),VLOOKUP(B865,'Seasonal Customer Count'!$B:$P,7,FALSE),IF(C865=\"W\",VLOOKUP(B865,'Seasonal Customer Count'!$B:$P,15,FALSE),\"Check\")),0)","v":0},{"$f":"IFERROR(IF(OR(C865=\"S\",C865=\"D\"),VLOOKUP(B865,'Seasonal Customer Count'!$B:$P,8,FALSE),IF(C865=\"W\",VLOOKUP(B865,'Seasonal Customer Count'!$B:$P,16,FALSE),\"Check\")),0)","v":0},{"$f":"Summary!$D$8*(K865*'Average Project Size'!$F$6+L865*'Average Project Size'!$F$7+M865*'Average Project Size'!$F$8+N865*'Average Project Size'!$F$10+O865*'Average Project Size'!$F$9)/1000","v":1.7198264337607111E-4},{"$f":"Summary!$D$8*(K865*F865*'Average Project Size'!$F$6+L865*G865*'Average Project Size'!$F$7+M865*H865*'Average Project Size'!$F$8+N865*I865*'Average Project Size'!$F$10+O865*J865*'Average Project Size'!$F$9)/1000","v":3.2023412382717013E-5}]
[null,{"$f":"'Peak Identification'!B864","v":"SAMN T-121"},{"$f":"'Peak Identification'!D864","v":"W"},{"$f":"'Peak Identification'!E864","v":18},{"$f":"VLOOKUP($D866,'DER Output'!$S$17:$X$41,6,FALSE)","v":0.16032398020038169},{"$f":"IF($C866=\"S\",VLOOKUP($D866,'DER Output'!$S$18:$W$41,2,FALSE),VLOOKUP($D866,'DER Output'!$S$18:$W$41,3,FALSE))","v":5.535976984247182E-4},{"$f":"IF($C866=\"S\",VLOOKUP($D866,'DER Output'!$S$18:$W$41,4,FALSE),VLOOKUP($D866,'DER Output'!$S$18:$W$41,5,FALSE))","v":5.535976984247182E-4},{"$f":"IF($C866=\"S\",VLOOKUP($D866,'DER Output'!$S$18:$W$41,4,FALSE),VLOOKUP($D866,'DER Output'!$S$18:$W$41,5,FALSE))","v":5.535976984247182E-4},{"$f":"IF($C866=\"S\",VLOOKUP($D866,'DER Output'!$S$18:$W$41,4,FALSE),VLOOKUP($D866,'DER Output'!$S$18:$W$41,5,FALSE))","v":5.535976984247182E-4},{"$f":"IF($C866=\"S\",VLOOKUP($D866,'DER Output'!$S$18:$W$41,4,FALSE),VLOOKUP($D866,'DER Output'!$S$18:$W$41,5,FALSE))","v":5.535976984247182E-4},{"$f":"IFERROR(IF(OR(C866=\"S\",C866=\"D\"),VLOOKUP(B866,'Seasonal Customer Count'!$B:$I,4,FALSE),IF(C866=\"W\",VLOOKUP(B866,'Seasonal Customer Count'!$B:$P,12,FALSE),\"Check\")),0)","v":0},{"$f":"IFERROR(IF(OR(C866=\"S\",C866=\"D\"),VLOOKUP(B866,'Seasonal Customer Count'!$B:$P,5,FALSE),IF(C866=\"W\",VLOOKUP(B866,'Seasonal Customer Count'!$B:$P,13,FALSE),\"Check\")),0)","v":0},{"$f":"IFERROR(IF(OR(C866=\"S\",C866=\"D\"),VLOOKUP(B866,'Seasonal Customer Count'!$B:$P,6,FALSE),IF(C866=\"W\",VLOOKUP(B866,'Seasonal Customer Count'!$B:$P,14,FALSE),\"Check\")),0)","v":0},{"$f":"IFERROR(IF(OR(C866=\"S\",C866=\"D\"),VLOOKUP(B866,'Seasonal Customer Count'!$B:$P,7,FALSE),IF(C866=\"W\",VLOOKUP(B866,'Seasonal Customer Count'!$B:$P,15,FALSE),\"Check\")),0)","v":0},{"$f":"IFERROR(IF(OR(C866=\"S\",C866=\"D\"),VLOOKUP(B866,'Seasonal Customer Count'!$B:$P,8,FALSE),IF(C866=\"W\",VLOOKUP(B866,'Seasonal Customer Count'!$B:$P,16,FALSE),\"Check\")),0)","v":0},{"$f":"Summary!$D$8*(K866*'Average Project Size'!$F$6+L866*'Average Project Size'!$F$7+M866*'Average Project Size'!$F$8+N866*'Average Project Size'!$F$10+O866*'Average Project Size'!$F$9)/1000","v":0},{"$f":"Summary!$D$8*(K866*F866*'Average Project Size'!$F$6+L866*G866*'Average Project Size'!$F$7+M866*H866*'Average Project Size'!$F$8+N866*I866*'Average Project Size'!$F$10+O866*J866*'Average Project Size'!$F$9)/1000","v":0}]
[null,{"$f":"'Peak Identification'!B865","v":"SCOT T-061"},{"$f":"'Peak Identification'!D865","v":"S"},{"$f":"'Peak Identification'!E865","v":0},{"$f":"VLOOKUP($D867,'DER Output'!$S$17:$X$41,6,FALSE)","v":0},{"$f":"IF($C867=\"S\",VLOOKUP($D867,'DER Output'!$S$18:$W$41,2,FALSE),VLOOKUP($D867,'DER Output'!$S$18:$W$41,3,FALSE))","v":5.9141103405834004E-4},{"$f":"IF($C867=\"S\",VLOOKUP($D867,'DER Output'!$S$18:$W$41,4,FALSE),VLOOKUP($D867,'DER Output'!$S$18:$W$41,5,FALSE))","v":5.9141103405834004E-4},{"$f":"IF($C867=\"S\",VLOOKUP($D867,'DER Output'!$S$18:$W$41,4,FALSE),VLOOKUP($D867,'DER Output'!$S$18:$W$41,5,FALSE))","v":5.9141103405834004E-4},{"$f":"IF($C867=\"S\",VLOOKUP($D867,'DER Output'!$S$18:$W$41,4,FALSE),VLOOKUP($D867,'DER Output'!$S$18:$W$41,5,FALSE))","v":5.9141103405834004E-4},{"$f":"IF($C867=\"S\",VLOOKUP($D867,'DER Output'!$S$18:$W$41,4,FALSE),VLOOKUP($D867,'DER Output'!$S$18:$W$41,5,FALSE))","v":5.9141103405834004E-4},{"$f":"IFERROR(IF(OR(C867=\"S\",C867=\"D\"),VLOOKUP(B867,'Seasonal Customer Count'!$B:$I,4,FALSE),IF(C867=\"W\",VLOOKUP(B867,'Seasonal Customer Count'!$B:$P,12,FALSE),\"Check\")),0)","v":0},{"$f":"IFERROR(IF(OR(C867=\"S\",C867=\"D\"),VLOOKUP(B867,'Seasonal Customer Count'!$B:$P,5,FALSE),IF(C867=\"W\",VLOOKUP(B867,'Seasonal Customer Count'!$B:$P,13,FALSE),\"Check\")),0)","v":0},{"$f":"IFERROR(IF(OR(C867=\"S\",C867=\"D\"),VLOOKUP(B867,'Seasonal Customer Count'!$B:$P,6,FALSE),IF(C867=\"W\",VLOOKUP(B867,'Seasonal Customer Count'!$B:$P,14,FALSE),\"Check\")),0)","v":0},{"$f":"IFERROR(IF(OR(C867=\"S\",C867=\"D\"),VLOOKUP(B867,'Seasonal Customer Count'!$B:$P,7,FALSE),IF(C867=\"W\",VLOOKUP(B867,'Seasonal Customer Count'!$B:$P,15,FALSE),\"Check\")),0)","v":0},{"$f":"IFERROR(IF(OR(C867=\"S\",C867=\"D\"),VLOOKUP(B867,'Seasonal Customer Count'!$B:$P,8,FALSE),IF(C867=\"W\",VLOOKUP(B867,'Seasonal Customer Count'!$B:$P,16,FALSE),\"Check\")),0)","v":0},{"$f":"Summary!$D$8*(K867*'Average Project Size'!$F$6+L867*'Average Project Size'!$F$7+M867*'Average Project Size'!$F$8+N867*'Average Project Size'!$F$10+O867*'Average Project Size'!$F$9)/1000","v":0},{"$f":"Summary!$D$8*(K867*F867*'Average Project Size'!$F$6+L867*G867*'Average Project Size'!$F$7+M867*H867*'Average Project Size'!$F$8+N867*I867*'Average Project Size'!$F$10+O867*J867*'Average Project Size'!$F$9)/1000","v":0}]
[null,{"$f":"'Peak Identification'!B866","v":"SCSU41"},{"$f":"'Peak Identification'!D866","v":"S"},{"$f":"'Peak Identification'!E866","v":20},{"$f":"VLOOKUP($D868,'DER Output'!$S$17:$X$41,6,FALSE)","v":2.7072953014838841E-3},{"$f":"IF($C868=\"S\",VLOOKUP($D868,'DER Output'!$S$18:$W$41,2,FALSE),VLOOKUP($D868,'DER Output'!$S$18:$W$41,3,FALSE))","v":2.0294966704587497E-2},{"$f":"IF($C868=\"S\",VLOOKUP($D868,'DER Output'!$S$18:$W$41,4,FALSE),VLOOKUP($D868,'DER Output'!$S$18:$W$41,5,FALSE))","v":2.0294966704587497E-2},{"$f":"IF($C868=\"S\",VLOOKUP($D868,'DER Output'!$S$18:$W$41,4,FALSE),VLOOKUP($D868,'DER Output'!$S$18:$W$41,5,FALSE))","v":2.0294966704587497E-2},{"$f":"IF($C868=\"S\",VLOOKUP($D868,'DER Output'!$S$18:$W$41,4,FALSE),VLOOKUP($D868,'DER Output'!$S$18:$W$41,5,FALSE))","v":2.0294966704587497E-2},{"$f":"IF($C868=\"S\",VLOOKUP($D868,'DER Output'!$S$18:$W$41,4,FALSE),VLOOKUP($D868,'DER Output'!$S$18:$W$41,5,FALSE))","v":2.0294966704587497E-2},{"$f":"IFERROR(IF(OR(C868=\"S\",C868=\"D\"),VLOOKUP(B868,'Seasonal Customer Count'!$B:$I,4,FALSE),IF(C868=\"W\",VLOOKUP(B868,'Seasonal Customer Count'!$B:$P,12,FALSE),\"Check\")),0)","v":3},{"$f":"IFERROR(IF(OR(C868=\"S\",C868=\"D\"),VLOOKUP(B868,'Seasonal Customer Count'!$B:$P,5,FALSE),IF(C868=\"W\",VLOOKUP(B868,'Seasonal Customer Count'!$B:$P,13,FALSE),\"Check\")),0)","v":3},{"$f":"IFERROR(IF(OR(C868=\"S\",C868=\"D\"),VLOOKUP(B868,'Seasonal Customer Count'!$B:$P,6,FALSE),IF(C868=\"W\",VLOOKUP(B868,'Seasonal Customer Count'!$B:$P,14,FALSE),\"Check\")),0)","v":1},{"$f":"IFERROR(IF(OR(C868=\"S\",C868=\"D\"),VLOOKUP(B868,'Seasonal Customer Count'!$B:$P,7,FALSE),IF(C868=\"W\",VLOOKUP(B868,'Seasonal Customer Count'!$B:$P,15,FALSE),\"Check\")),0)","v":0},{"$f":"IFERROR(IF(OR(C868=\"S\",C868=\"D\"),VLOOKUP(B868,'Seasonal Customer Count'!$B:$P,8,FALSE),IF(C868=\"W\",VLOOKUP(B868,'Seasonal Customer Count'!$B:$P,16,FALSE),\"Check\")),0)","v":16},{"$f":"Summary!$D$8*(K868*'Average Project Size'!$F$6+L868*'Average Project Size'!$F$7+M868*'Average Project Size'!$F$8+N868*'Average Project Size'!$F$10+O868*'Average Project Size'!$F$9)/1000","v":1.0687726534989951E-2},{"$f":"Summary!$D$8*(K868*F868*'Average Project Size'!$F$6+L868*G868*'Average Project Size'!$F$7+M868*H868*'Average Project Size'!$F$8+N868*I868*'Average Project Size'!$F$10+O868*J868*'Average Project Size'!$F$9)/1000","v":2.1690705417535733E-4}]
[null,{"$f":"'Peak Identification'!B867","v":"SCSU42"},{"$f":"'Peak Identification'!D867","v":"S"},{"$f":"'Peak Identification'!E867","v":15},{"$f":"VLOOKUP($D869,'DER Output'!$S$17:$X$41,6,FALSE)","v":0.24675324675324678},{"$f":"IF($C869=\"S\",VLOOKUP($D869,'DER Output'!$S$18:$W$41,2,FALSE),VLOOKUP($D869,'DER Output'!$S$18:$W$41,3,FALSE))","v":0.57498529407079435},{"$f":"IF($C869=\"S\",VLOOKUP($D869,'DER Output'!$S$18:$W$41,4,FALSE),VLOOKUP($D869,'DER Output'!$S$18:$W$41,5,FALSE))","v":0.57498529407079435},{"$f":"IF($C869=\"S\",VLOOKUP($D869,'DER Output'!$S$18:$W$41,4,FALSE),VLOOKUP($D869,'DER Output'!$S$18:$W$41,5,FALSE))","v":0.57498529407079435},{"$f":"IF($C869=\"S\",VLOOKUP($D869,'DER Output'!$S$18:$W$41,4,FALSE),VLOOKUP($D869,'DER Output'!$S$18:$W$41,5,FALSE))","v":0.57498529407079435},{"$f":"IF($C869=\"S\",VLOOKUP($D869,'DER Output'!$S$18:$W$41,4,FALSE),VLOOKUP($D869,'DER Output'!$S$18:$W$41,5,FALSE))","v":0.57498529407079435},{"$f":"IFERROR(IF(OR(C869=\"S\",C869=\"D\"),VLOOKUP(B869,'Seasonal Customer Count'!$B:$I,4,FALSE),IF(C869=\"W\",VLOOKUP(B869,'Seasonal Customer Count'!$B:$P,12,FALSE),\"Check\")),0)","v":105},{"$f":"IFERROR(IF(OR(C869=\"S\",C869=\"D\"),VLOOKUP(B869,'Seasonal Customer Count'!$B:$P,5,FALSE),IF(C869=\"W\",VLOOKUP(B869,'Seasonal Customer Count'!$B:$P,13,FALSE),\"Check\")),0)","v":25},{"$f":"IFERROR(IF(OR(C869=\"S\",C869=\"D\"),VLOOKUP(B869,'Seasonal Customer Count'!$B:$P,6,FALSE),IF(C869=\"W\",VLOOKUP(B869,'Seasonal Customer Count'!$B:$P,14,FALSE),\"Check\")),0)","v":18},{"$f":"IFERROR(IF(OR(C869=\"S\",C869=\"D\"),VLOOKUP(B869,'Seasonal Customer Count'!$B:$P,7,FALSE),IF(C869=\"W\",VLOOKUP(B869,'Seasonal Customer Count'!$B:$P,15,FALSE),\"Check\")),0)","v":0},{"$f":"IFERROR(IF(OR(C869=\"S\",C869=\"D\"),VLOOKUP(B869,'Seasonal Customer Count'!$B:$P,8,FALSE),IF(C869=\"W\",VLOOKUP(B869,'Seasonal Customer Count'!$B:$P,16,FALSE),\"Check\")),0)","v":39},{"$f":"Summary!$D$8*(K869*'Average Project Size'!$F$6+L869*'Average Project Size'!$F$7+M869*'Average Project Size'!$F$8+N869*'Average Project Size'!$F$10+O869*'Average Project Size'!$F$9)/1000","v":3.3907957124021289E-2},{"$f":"Summary!$D$8*(K869*F869*'Average Project Size'!$F$6+L869*G869*'Average Project Size'!$F$7+M869*H869*'Average Project Size'!$F$8+N869*I869*'Average Project Size'!$F$10+O869*J869*'Average Project Size'!$F$9)/1000","v":1.949657669829527E-2}]
[null,{"$f":"'Peak Identification'!B868","v":"SCSU T-131"},{"$f":"'Peak Identification'!D868","v":"S"},{"$f":"'Peak Identification'!E868","v":9},{"$f":"VLOOKUP($D870,'DER Output'!$S$17:$X$41,6,FALSE)","v":0},{"$f":"IF($C870=\"S\",VLOOKUP($D870,'DER Output'!$S$18:$W$41,2,FALSE),VLOOKUP($D870,'DER Output'!$S$18:$W$41,3,FALSE))","v":0.33510518636371905},{"$f":"IF($C870=\"S\",VLOOKUP($D870,'DER Output'!$S$18:$W$41,4,FALSE),VLOOKUP($D870,'DER Output'!$S$18:$W$41,5,FALSE))","v":0.33510518636371905},{"$f":"IF($C870=\"S\",VLOOKUP($D870,'DER Output'!$S$18:$W$41,4,FALSE),VLOOKUP($D870,'DER Output'!$S$18:$W$41,5,FALSE))","v":0.33510518636371905},{"$f":"IF($C870=\"S\",VLOOKUP($D870,'DER Output'!$S$18:$W$41,4,FALSE),VLOOKUP($D870,'DER Output'!$S$18:$W$41,5,FALSE))","v":0.33510518636371905},{"$f":"IF($C870=\"S\",VLOOKUP($D870,'DER Output'!$S$18:$W$41,4,FALSE),VLOOKUP($D870,'DER Output'!$S$18:$W$41,5,FALSE))","v":0.33510518636371905},{"$f":"IFERROR(IF(OR(C870=\"S\",C870=\"D\"),VLOOKUP(B870,'Seasonal Customer Count'!$B:$I,4,FALSE),IF(C870=\"W\",VLOOKUP(B870,'Seasonal Customer Count'!$B:$P,12,FALSE),\"Check\")),0)","v":108},{"$f":"IFERROR(IF(OR(C870=\"S\",C870=\"D\"),VLOOKUP(B870,'Seasonal Customer Count'!$B:$P,5,FALSE),IF(C870=\"W\",VLOOKUP(B870,'Seasonal Customer Count'!$B:$P,13,FALSE),\"Check\")),0)","v":28},{"$f":"IFERROR(IF(OR(C870=\"S\",C870=\"D\"),VLOOKUP(B870,'Seasonal Customer Count'!$B:$P,6,FALSE),IF(C870=\"W\",VLOOKUP(B870,'Seasonal Customer Count'!$B:$P,14,FALSE),\"Check\")),0)","v":19},{"$f":"IFERROR(IF(OR(C870=\"S\",C870=\"D\"),VLOOKUP(B870,'Seasonal Customer Count'!$B:$P,7,FALSE),IF(C870=\"W\",VLOOKUP(B870,'Seasonal Customer Count'!$B:$P,15,FALSE),\"Check\")),0)","v":0},{"$f":"IFERROR(IF(OR(C870=\"S\",C870=\"D\"),VLOOKUP(B870,'Seasonal Customer Count'!$B:$P,8,FALSE),IF(C870=\"W\",VLOOKUP(B870,'Seasonal Customer Count'!$B:$P,16,FALSE),\"Check\")),0)","v":55},{"$f":"Summary!$D$8*(K870*'Average Project Size'!$F$6+L870*'Average Project Size'!$F$7+M870*'Average Project Size'!$F$8+N870*'Average Project Size'!$F$10+O870*'Average Project Size'!$F$9)/1000","v":4.4595683659011245E-2},{"$f":"Summary!$D$8*(K870*F870*'Average Project Size'!$F$6+L870*G870*'Average Project Size'!$F$7+M870*H870*'Average Project Size'!$F$8+N870*I870*'Average Project Size'!$F$10+O870*J870*'Average Project Size'!$F$9)/1000","v":1.4944244883570422E-2}]
[null,{"$f":"'Peak Identification'!B869","v":"SHSH11"},{"$f":"'Peak Identification'!D869","v":"W"},{"$f":"'Peak Identification'!E869","v":19},{"$f":"VLOOKUP($D871,'DER Output'!$S$17:$X$41,6,FALSE)","v":0.11066797934994306},{"$f":"IF($C871=\"S\",VLOOKUP($D871,'DER Output'!$S$18:$W$41,2,FALSE),VLOOKUP($D871,'DER Output'!$S$18:$W$41,3,FALSE))","v":1.9564765866800441E-4},{"$f":"IF($C871=\"S\",VLOOKUP($D871,'DER Output'!$S$18:$W$41,4,FALSE),VLOOKUP($D871,'DER Output'!$S$18:$W$41,5,FALSE))","v":1.9564765866800441E-4},{"$f":"IF($C871=\"S\",VLOOKUP($D871,'DER Output'!$S$18:$W$41,4,FALSE),VLOOKUP($D871,'DER Output'!$S$18:$W$41,5,FALSE))","v":1.9564765866800441E-4},{"$f":"IF($C871=\"S\",VLOOKUP($D871,'DER Output'!$S$18:$W$41,4,FALSE),VLOOKUP($D871,'DER Output'!$S$18:$W$41,5,FALSE))","v":1.9564765866800441E-4},{"$f":"IF($C871=\"S\",VLOOKUP($D871,'DER Output'!$S$18:$W$41,4,FALSE),VLOOKUP($D871,'DER Output'!$S$18:$W$41,5,FALSE))","v":1.9564765866800441E-4},{"$f":"IFERROR(IF(OR(C871=\"S\",C871=\"D\"),VLOOKUP(B871,'Seasonal Customer Count'!$B:$I,4,FALSE),IF(C871=\"W\",VLOOKUP(B871,'Seasonal Customer Count'!$B:$P,12,FALSE),\"Check\")),0)","v":71},{"$f":"IFERROR(IF(OR(C871=\"S\",C871=\"D\"),VLOOKUP(B871,'Seasonal Customer Count'!$B:$P,5,FALSE),IF(C871=\"W\",VLOOKUP(B871,'Seasonal Customer Count'!$B:$P,13,FALSE),\"Check\")),0)","v":73},{"$f":"IFERROR(IF(OR(C871=\"S\",C871=\"D\"),VLOOKUP(B871,'Seasonal Customer Count'!$B:$P,6,FALSE),IF(C871=\"W\",VLOOKUP(B871,'Seasonal Customer Count'!$B:$P,14,FALSE),\"Check\")),0)","v":0},{"$f":"IFERROR(IF(OR(C871=\"S\",C871=\"D\"),VLOOKUP(B871,'Seasonal Customer Count'!$B:$P,7,FALSE),IF(C871=\"W\",VLOOKUP(B871,'Seasonal Customer Count'!$B:$P,15,FALSE),\"Check\")),0)","v":6},{"$f":"IFERROR(IF(OR(C871=\"S\",C871=\"D\"),VLOOKUP(B871,'Seasonal Customer Count'!$B:$P,8,FALSE),IF(C871=\"W\",VLOOKUP(B871,'Seasonal Customer Count'!$B:$P,16,FALSE),\"Check\")),0)","v":0},{"$f":"Summary!$D$8*(K871*'Average Project Size'!$F$6+L871*'Average Project Size'!$F$7+M871*'Average Project Size'!$F$8+N871*'Average Project Size'!$F$10+O871*'Average Project Size'!$F$9)/1000","v":2.5789446895754749E-2},{"$f":"Summary!$D$8*(K871*F871*'Average Project Size'!$F$6+L871*G871*'Average Project Size'!$F$7+M871*H871*'Average Project Size'!$F$8+N871*I871*'Average Project Size'!$F$10+O871*J871*'Average Project Size'!$F$9)/1000","v":5.0456449034972511E-6}]
[null,{"$f":"'Peak Identification'!B870","v":"SHSH12"},{"$f":"'Peak Identification'!D870","v":"S"},{"$f":"'Peak Identification'!E870","v":17},{"$f":"VLOOKUP($D872,'DER Output'!$S$17:$X$41,6,FALSE)","v":0.19174838710475617},{"$f":"IF($C872=\"S\",VLOOKUP($D872,'DER Output'!$S$18:$W$41,2,FALSE),VLOOKUP($D872,'DER Output'!$S$18:$W$41,3,FALSE))","v":0.30300399777640191},{"$f":"IF($C872=\"S\",VLOOKUP($D872,'DER Output'!$S$18:$W$41,4,FALSE),VLOOKUP($D872,'DER Output'!$S$18:$W$41,5,FALSE))","v":0.30300399777640191},{"$f":"IF($C872=\"S\",VLOOKUP($D872,'DER Output'!$S$18:$W$41,4,FALSE),VLOOKUP($D872,'DER Output'!$S$18:$W$41,5,FALSE))","v":0.30300399777640191},{"$f":"IF($C872=\"S\",VLOOKUP($D872,'DER Output'!$S$18:$W$41,4,FALSE),VLOOKUP($D872,'DER Output'!$S$18:$W$41,5,FALSE))","v":0.30300399777640191},{"$f":"IF($C872=\"S\",VLOOKUP($D872,'DER Output'!$S$18:$W$41,4,FALSE),VLOOKUP($D872,'DER Output'!$S$18:$W$41,5,FALSE))","v":0.30300399777640191},{"$f":"IFERROR(IF(OR(C872=\"S\",C872=\"D\"),VLOOKUP(B872,'Seasonal Customer Count'!$B:$I,4,FALSE),IF(C872=\"W\",VLOOKUP(B872,'Seasonal Customer Count'!$B:$P,12,FALSE),\"Check\")),0)","v":519},{"$f":"IFERROR(IF(OR(C872=\"S\",C872=\"D\"),VLOOKUP(B872,'Seasonal Customer Count'!$B:$P,5,FALSE),IF(C872=\"W\",VLOOKUP(B872,'Seasonal Customer Count'!$B:$P,13,FALSE),\"Check\")),0)","v":68},{"$f":"IFERROR(IF(OR(C872=\"S\",C872=\"D\"),VLOOKUP(B872,'Seasonal Customer Count'!$B:$P,6,FALSE),IF(C872=\"W\",VLOOKUP(B872,'Seasonal Customer Count'!$B:$P,14,FALSE),\"Check\")),0)","v":71},{"$f":"IFERROR(IF(OR(C872=\"S\",C872=\"D\"),VLOOKUP(B872,'Seasonal Customer Count'!$B:$P,7,FALSE),IF(C872=\"W\",VLOOKUP(B872,'Seasonal Customer Count'!$B:$P,15,FALSE),\"Check\")),0)","v":0},{"$f":"IFERROR(IF(OR(C872=\"S\",C872=\"D\"),VLOOKUP(B872,'Seasonal Customer Count'!$B:$P,8,FALSE),IF(C872=\"W\",VLOOKUP(B872,'Seasonal Customer Count'!$B:$P,16,FALSE),\"Check\")),0)","v":186},{"$f":"Summary!$D$8*(K872*'Average Project Size'!$F$6+L872*'Average Project Size'!$F$7+M872*'Average Project Size'!$F$8+N872*'Average Project Size'!$F$10+O872*'Average Project Size'!$F$9)/1000","v":0.15612860372442267},{"$f":"Summary!$D$8*(K872*F872*'Average Project Size'!$F$6+L872*G872*'Average Project Size'!$F$7+M872*H872*'Average Project Size'!$F$8+N872*I872*'Average Project Size'!$F$10+O872*J872*'Average Project Size'!$F$9)/1000","v":4.7307591095747697E-2}]
[null,{"$f":"'Peak Identification'!B871","v":"SHSH T-051"},{"$f":"'Peak Identification'!D871","v":"W"},{"$f":"'Peak Identification'!E871","v":17},{"$f":"VLOOKUP($D873,'DER Output'!$S$17:$X$41,6,FALSE)","v":0.19174838710475617},{"$f":"IF($C873=\"S\",VLOOKUP($D873,'DER Output'!$S$18:$W$41,2,FALSE),VLOOKUP($D873,'DER Output'!$S$18:$W$41,3,FALSE))","v":1.5799980883983985E-2},{"$f":"IF($C873=\"S\",VLOOKUP($D873,'DER Output'!$S$18:$W$41,4,FALSE),VLOOKUP($D873,'DER Output'!$S$18:$W$41,5,FALSE))","v":1.5799980883983985E-2},{"$f":"IF($C873=\"S\",VLOOKUP($D873,'DER Output'!$S$18:$W$41,4,FALSE),VLOOKUP($D873,'DER Output'!$S$18:$W$41,5,FALSE))","v":1.5799980883983985E-2},{"$f":"IF($C873=\"S\",VLOOKUP($D873,'DER Output'!$S$18:$W$41,4,FALSE),VLOOKUP($D873,'DER Output'!$S$18:$W$41,5,FALSE))","v":1.5799980883983985E-2},{"$f":"IF($C873=\"S\",VLOOKUP($D873,'DER Output'!$S$18:$W$41,4,FALSE),VLOOKUP($D873,'DER Output'!$S$18:$W$41,5,FALSE))","v":1.5799980883983985E-2},{"$f":"IFERROR(IF(OR(C873=\"S\",C873=\"D\"),VLOOKUP(B873,'Seasonal Customer Count'!$B:$I,4,FALSE),IF(C873=\"W\",VLOOKUP(B873,'Seasonal Customer Count'!$B:$P,12,FALSE),\"Check\")),0)","v":131},{"$f":"IFERROR(IF(OR(C873=\"S\",C873=\"D\"),VLOOKUP(B873,'Seasonal Customer Count'!$B:$P,5,FALSE),IF(C873=\"W\",VLOOKUP(B873,'Seasonal Customer Count'!$B:$P,13,FALSE),\"Check\")),0)","v":102},{"$f":"IFERROR(IF(OR(C873=\"S\",C873=\"D\"),VLOOKUP(B873,'Seasonal Customer Count'!$B:$P,6,FALSE),IF(C873=\"W\",VLOOKUP(B873,'Seasonal Customer Count'!$B:$P,14,FALSE),\"Check\")),0)","v":0},{"$f":"IFERROR(IF(OR(C873=\"S\",C873=\"D\"),VLOOKUP(B873,'Seasonal Customer Count'!$B:$P,7,FALSE),IF(C873=\"W\",VLOOKUP(B873,'Seasonal Customer Count'!$B:$P,15,FALSE),\"Check\")),0)","v":270},{"$f":"IFERROR(IF(OR(C873=\"S\",C873=\"D\"),VLOOKUP(B873,'Seasonal Customer Count'!$B:$P,8,FALSE),IF(C873=\"W\",VLOOKUP(B873,'Seasonal Customer Count'!$B:$P,16,FALSE),\"Check\")),0)","v":0},{"$f":"Summary!$D$8*(K873*'Average Project Size'!$F$6+L873*'Average Project Size'!$F$7+M873*'Average Project Size'!$F$8+N873*'Average Project Size'!$F$10+O873*'Average Project Size'!$F$9)/1000","v":0.80527625714792017},{"$f":"Summary!$D$8*(K873*F873*'Average Project Size'!$F$6+L873*G873*'Average Project Size'!$F$7+M873*H873*'Average Project Size'!$F$8+N873*I873*'Average Project Size'!$F$10+O873*J873*'Average Project Size'!$F$9)/1000","v":1.2723349469263307E-2}]
[null,{"$f":"'Peak Identification'!B872","v":"SIPN41"},{"$f":"'Peak Identification'!D872","v":"S"},{"$f":"'Peak Identification'!E872","v":17},{"$f":"VLOOKUP($D874,'DER Output'!$S$17:$X$41,6,FALSE)","v":0.19174838710475617},{"$f":"IF($C874=\"S\",VLOOKUP($D874,'DER Output'!$S$18:$W$41,2,FALSE),VLOOKUP($D874,'DER Output'!$S$18:$W$41,3,FALSE))","v":0.30300399777640191},{"$f":"IF($C874=\"S\",VLOOKUP($D874,'DER Output'!$S$18:$W$41,4,FALSE),VLOOKUP($D874,'DER Output'!$S$18:$W$41,5,FALSE))","v":0.30300399777640191},{"$f":"IF($C874=\"S\",VLOOKUP($D874,'DER Output'!$S$18:$W$41,4,FALSE),VLOOKUP($D874,'DER Output'!$S$18:$W$41,5,FALSE))","v":0.30300399777640191},{"$f":"IF($C874=\"S\",VLOOKUP($D874,'DER Output'!$S$18:$W$41,4,FALSE),VLOOKUP($D874,'DER Output'!$S$18:$W$41,5,FALSE))","v":0.30300399777640191},{"$f":"IF($C874=\"S\",VLOOKUP($D874,'DER Output'!$S$18:$W$41,4,FALSE),VLOOKUP($D874,'DER Output'!$S$18:$W$41,5,FALSE))","v":0.30300399777640191},{"$f":"IFERROR(IF(OR(C874=\"S\",C874=\"D\"),VLOOKUP(B874,'Seasonal Customer Count'!$B:$I,4,FALSE),IF(C874=\"W\",VLOOKUP(B874,'Seasonal Customer Count'!$B:$P,12,FALSE),\"Check\")),0)","v":1398},{"$f":"IFERROR(IF(OR(C874=\"S\",C874=\"D\"),VLOOKUP(B874,'Seasonal Customer Count'!$B:$P,5,FALSE),IF(C874=\"W\",VLOOKUP(B874,'Seasonal Customer Count'!$B:$P,13,FALSE),\"Check\")),0)","v":117},{"$f":"IFERROR(IF(OR(C874=\"S\",C874=\"D\"),VLOOKUP(B874,'Seasonal Customer Count'!$B:$P,6,FALSE),IF(C874=\"W\",VLOOKUP(B874,'Seasonal Customer Count'!$B:$P,14,FALSE),\"Check\")),0)","v":85},{"$f":"IFERROR(IF(OR(C874=\"S\",C874=\"D\"),VLOOKUP(B874,'Seasonal Customer Count'!$B:$P,7,FALSE),IF(C874=\"W\",VLOOKUP(B874,'Seasonal Customer Count'!$B:$P,15,FALSE),\"Check\")),0)","v":0},{"$f":"IFERROR(IF(OR(C874=\"S\",C874=\"D\"),VLOOKUP(B874,'Seasonal Customer Count'!$B:$P,8,FALSE),IF(C874=\"W\",VLOOKUP(B874,'Seasonal Customer Count'!$B:$P,16,FALSE),\"Check\")),0)","v":6},{"$f":"Summary!$D$8*(K874*'Average Project Size'!$F$6+L874*'Average Project Size'!$F$7+M874*'Average Project Size'!$F$8+N874*'Average Project Size'!$F$10+O874*'Average Project Size'!$F$9)/1000","v":8.2583111249189878E-2},{"$f":"Summary!$D$8*(K874*F874*'Average Project Size'!$F$6+L874*G874*'Average Project Size'!$F$7+M874*H874*'Average Project Size'!$F$8+N874*I874*'Average Project Size'!$F$10+O874*J874*'Average Project Size'!$F$9)/1000","v":2.5023012857317884E-2}]
[null,{"$f":"'Peak Identification'!B873","v":"SIPN42"},{"$f":"'Peak Identification'!D873","v":"S"},{"$f":"'Peak Identification'!E873","v":21},{"$f":"VLOOKUP($D875,'DER Output'!$S$17:$X$41,6,FALSE)","v":0},{"$f":"IF($C875=\"S\",VLOOKUP($D875,'DER Output'!$S$18:$W$41,2,FALSE),VLOOKUP($D875,'DER Output'!$S$18:$W$41,3,FALSE))","v":9.5068228432060471E-4},{"$f":"IF($C875=\"S\",VLOOKUP($D875,'DER Output'!$S$18:$W$41,4,FALSE),VLOOKUP($D875,'DER Output'!$S$18:$W$41,5,FALSE))","v":9.5068228432060471E-4},{"$f":"IF($C875=\"S\",VLOOKUP($D875,'DER Output'!$S$18:$W$41,4,FALSE),VLOOKUP($D875,'DER Output'!$S$18:$W$41,5,FALSE))","v":9.5068228432060471E-4},{"$f":"IF($C875=\"S\",VLOOKUP($D875,'DER Output'!$S$18:$W$41,4,FALSE),VLOOKUP($D875,'DER Output'!$S$18:$W$41,5,FALSE))","v":9.5068228432060471E-4},{"$f":"IF($C875=\"S\",VLOOKUP($D875,'DER Output'!$S$18:$W$41,4,FALSE),VLOOKUP($D875,'DER Output'!$S$18:$W$41,5,FALSE))","v":9.5068228432060471E-4},{"$f":"IFERROR(IF(OR(C875=\"S\",C875=\"D\"),VLOOKUP(B875,'Seasonal Customer Count'!$B:$I,4,FALSE),IF(C875=\"W\",VLOOKUP(B875,'Seasonal Customer Count'!$B:$P,12,FALSE),\"Check\")),0)","v":530},{"$f":"IFERROR(IF(OR(C875=\"S\",C875=\"D\"),VLOOKUP(B875,'Seasonal Customer Count'!$B:$P,5,FALSE),IF(C875=\"W\",VLOOKUP(B875,'Seasonal Customer Count'!$B:$P,13,FALSE),\"Check\")),0)","v":81},{"$f":"IFERROR(IF(OR(C875=\"S\",C875=\"D\"),VLOOKUP(B875,'Seasonal Customer Count'!$B:$P,6,FALSE),IF(C875=\"W\",VLOOKUP(B875,'Seasonal Customer Count'!$B:$P,14,FALSE),\"Check\")),0)","v":71},{"$f":"IFERROR(IF(OR(C875=\"S\",C875=\"D\"),VLOOKUP(B875,'Seasonal Customer Count'!$B:$P,7,FALSE),IF(C875=\"W\",VLOOKUP(B875,'Seasonal Customer Count'!$B:$P,15,FALSE),\"Check\")),0)","v":3},{"$f":"IFERROR(IF(OR(C875=\"S\",C875=\"D\"),VLOOKUP(B875,'Seasonal Customer Count'!$B:$P,8,FALSE),IF(C875=\"W\",VLOOKUP(B875,'Seasonal Customer Count'!$B:$P,16,FALSE),\"Check\")),0)","v":69},{"$f":"Summary!$D$8*(K875*'Average Project Size'!$F$6+L875*'Average Project Size'!$F$7+M875*'Average Project Size'!$F$8+N875*'Average Project Size'!$F$10+O875*'Average Project Size'!$F$9)/1000","v":9.1910492920456624E-2},{"$f":"Summary!$D$8*(K875*F875*'Average Project Size'!$F$6+L875*G875*'Average Project Size'!$F$7+M875*H875*'Average Project Size'!$F$8+N875*I875*'Average Project Size'!$F$10+O875*J875*'Average Project Size'!$F$9)/1000","v":8.7377677362652459E-5}]
[null,{"$f":"'Peak Identification'!B874","v":"SIPN43"},{"$f":"'Peak Identification'!D874","v":"S"},{"$f":"'Peak Identification'!E874","v":18},{"$f":"VLOOKUP($D876,'DER Output'!$S$17:$X$41,6,FALSE)","v":0.16032398020038169},{"$f":"IF($C876=\"S\",VLOOKUP($D876,'DER Output'!$S$18:$W$41,2,FALSE),VLOOKUP($D876,'DER Output'!$S$18:$W$41,3,FALSE))","v":0.17224423800777711},{"$f":"IF($C876=\"S\",VLOOKUP($D876,'DER Output'!$S$18:$W$41,4,FALSE),VLOOKUP($D876,'DER Output'!$S$18:$W$41,5,FALSE))","v":0.17224423800777711},{"$f":"IF($C876=\"S\",VLOOKUP($D876,'DER Output'!$S$18:$W$41,4,FALSE),VLOOKUP($D876,'DER Output'!$S$18:$W$41,5,FALSE))","v":0.17224423800777711},{"$f":"IF($C876=\"S\",VLOOKUP($D876,'DER Output'!$S$18:$W$41,4,FALSE),VLOOKUP($D876,'DER Output'!$S$18:$W$41,5,FALSE))","v":0.17224423800777711},{"$f":"IF($C876=\"S\",VLOOKUP($D876,'DER Output'!$S$18:$W$41,4,FALSE),VLOOKUP($D876,'DER Output'!$S$18:$W$41,5,FALSE))","v":0.17224423800777711},{"$f":"IFERROR(IF(OR(C876=\"S\",C876=\"D\"),VLOOKUP(B876,'Seasonal Customer Count'!$B:$I,4,FALSE),IF(C876=\"W\",VLOOKUP(B876,'Seasonal Customer Count'!$B:$P,12,FALSE),\"Check\")),0)","v":891},{"$f":"IFERROR(IF(OR(C876=\"S\",C876=\"D\"),VLOOKUP(B876,'Seasonal Customer Count'!$B:$P,5,FALSE),IF(C876=\"W\",VLOOKUP(B876,'Seasonal Customer Count'!$B:$P,13,FALSE),\"Check\")),0)","v":28},{"$f":"IFERROR(IF(OR(C876=\"S\",C876=\"D\"),VLOOKUP(B876,'Seasonal Customer Count'!$B:$P,6,FALSE),IF(C876=\"W\",VLOOKUP(B876,'Seasonal Customer Count'!$B:$P,14,FALSE),\"Check\")),0)","v":45},{"$f":"IFERROR(IF(OR(C876=\"S\",C876=\"D\"),VLOOKUP(B876,'Seasonal Customer Count'!$B:$P,7,FALSE),IF(C876=\"W\",VLOOKUP(B876,'Seasonal Customer Count'!$B:$P,15,FALSE),\"Check\")),0)","v":3},{"$f":"IFERROR(IF(OR(C876=\"S\",C876=\"D\"),VLOOKUP(B876,'Seasonal Customer Count'!$B:$P,8,FALSE),IF(C876=\"W\",VLOOKUP(B876,'Seasonal Customer Count'!$B:$P,16,FALSE),\"Check\")),0)","v":4},{"$f":"Summary!$D$8*(K876*'Average Project Size'!$F$6+L876*'Average Project Size'!$F$7+M876*'Average Project Size'!$F$8+N876*'Average Project Size'!$F$10+O876*'Average Project Size'!$F$9)/1000","v":5.6558493558435993E-2},{"$f":"Summary!$D$8*(K876*F876*'Average Project Size'!$F$6+L876*G876*'Average Project Size'!$F$7+M876*H876*'Average Project Size'!$F$8+N876*I876*'Average Project Size'!$F$10+O876*J876*'Average Project Size'!$F$9)/1000","v":9.7418746258405749E-3}]
[null,{"$f":"'Peak Identification'!B875","v":"SIPN44"},{"$f":"'Peak Identification'!D875","v":"S"},{"$f":"'Peak Identification'!E875","v":15},{"$f":"VLOOKUP($D877,'DER Output'!$S$17:$X$41,6,FALSE)","v":0.24675324675324678},{"$f":"IF($C877=\"S\",VLOOKUP($D877,'DER Output'!$S$18:$W$41,2,FALSE),VLOOKUP($D877,'DER Output'!$S$18:$W$41,3,FALSE))","v":0.57498529407079435},{"$f":"IF($C877=\"S\",VLOOKUP($D877,'DER Output'!$S$18:$W$41,4,FALSE),VLOOKUP($D877,'DER Output'!$S$18:$W$41,5,FALSE))","v":0.57498529407079435},{"$f":"IF($C877=\"S\",VLOOKUP($D877,'DER Output'!$S$18:$W$41,4,FALSE),VLOOKUP($D877,'DER Output'!$S$18:$W$41,5,FALSE))","v":0.57498529407079435},{"$f":"IF($C877=\"S\",VLOOKUP($D877,'DER Output'!$S$18:$W$41,4,FALSE),VLOOKUP($D877,'DER Output'!$S$18:$W$41,5,FALSE))","v":0.57498529407079435},{"$f":"IF($C877=\"S\",VLOOKUP($D877,'DER Output'!$S$18:$W$41,4,FALSE),VLOOKUP($D877,'DER Output'!$S$18:$W$41,5,FALSE))","v":0.57498529407079435},{"$f":"IFERROR(IF(OR(C877=\"S\",C877=\"D\"),VLOOKUP(B877,'Seasonal Customer Count'!$B:$I,4,FALSE),IF(C877=\"W\",VLOOKUP(B877,'Seasonal Customer Count'!$B:$P,12,FALSE),\"Check\")),0)","v":1276},{"$f":"IFERROR(IF(OR(C877=\"S\",C877=\"D\"),VLOOKUP(B877,'Seasonal Customer Count'!$B:$P,5,FALSE),IF(C877=\"W\",VLOOKUP(B877,'Seasonal Customer Count'!$B:$P,13,FALSE),\"Check\")),0)","v":57},{"$f":"IFERROR(IF(OR(C877=\"S\",C877=\"D\"),VLOOKUP(B877,'Seasonal Customer Count'!$B:$P,6,FALSE),IF(C877=\"W\",VLOOKUP(B877,'Seasonal Customer Count'!$B:$P,14,FALSE),\"Check\")),0)","v":59},{"$f":"IFERROR(IF(OR(C877=\"S\",C877=\"D\"),VLOOKUP(B877,'Seasonal Customer Count'!$B:$P,7,FALSE),IF(C877=\"W\",VLOOKUP(B877,'Seasonal Customer Count'!$B:$P,15,FALSE),\"Check\")),0)","v":2},{"$f":"IFERROR(IF(OR(C877=\"S\",C877=\"D\"),VLOOKUP(B877,'Seasonal Customer Count'!$B:$P,8,FALSE),IF(C877=\"W\",VLOOKUP(B877,'Seasonal Customer Count'!$B:$P,16,FALSE),\"Check\")),0)","v":12},{"$f":"Summary!$D$8*(K877*'Average Project Size'!$F$6+L877*'Average Project Size'!$F$7+M877*'Average Project Size'!$F$8+N877*'Average Project Size'!$F$10+O877*'Average Project Size'!$F$9)/1000","v":7.8548768892904478E-2},{"$f":"Summary!$D$8*(K877*F877*'Average Project Size'!$F$6+L877*G877*'Average Project Size'!$F$7+M877*H877*'Average Project Size'!$F$8+N877*I877*'Average Project Size'!$F$10+O877*J877*'Average Project Size'!$F$9)/1000","v":4.5164386980785544E-2}]
[null,{"$f":"'Peak Identification'!B876","v":"SIPN T-131"},{"$f":"'Peak Identification'!D876","v":"W"},{"$f":"'Peak Identification'!E876","v":9},{"$f":"VLOOKUP($D878,'DER Output'!$S$17:$X$41,6,FALSE)","v":0},{"$f":"IF($C878=\"S\",VLOOKUP($D878,'DER Output'!$S$18:$W$41,2,FALSE),VLOOKUP($D878,'DER Output'!$S$18:$W$41,3,FALSE))","v":9.9257193152337234E-2},{"$f":"IF($C878=\"S\",VLOOKUP($D878,'DER Output'!$S$18:$W$41,4,FALSE),VLOOKUP($D878,'DER Output'!$S$18:$W$41,5,FALSE))","v":9.9257193152337234E-2},{"$f":"IF($C878=\"S\",VLOOKUP($D878,'DER Output'!$S$18:$W$41,4,FALSE),VLOOKUP($D878,'DER Output'!$S$18:$W$41,5,FALSE))","v":9.9257193152337234E-2},{"$f":"IF($C878=\"S\",VLOOKUP($D878,'DER Output'!$S$18:$W$41,4,FALSE),VLOOKUP($D878,'DER Output'!$S$18:$W$41,5,FALSE))","v":9.9257193152337234E-2},{"$f":"IF($C878=\"S\",VLOOKUP($D878,'DER Output'!$S$18:$W$41,4,FALSE),VLOOKUP($D878,'DER Output'!$S$18:$W$41,5,FALSE))","v":9.9257193152337234E-2},{"$f":"IFERROR(IF(OR(C878=\"S\",C878=\"D\"),VLOOKUP(B878,'Seasonal Customer Count'!$B:$I,4,FALSE),IF(C878=\"W\",VLOOKUP(B878,'Seasonal Customer Count'!$B:$P,12,FALSE),\"Check\")),0)","v":38},{"$f":"IFERROR(IF(OR(C878=\"S\",C878=\"D\"),VLOOKUP(B878,'Seasonal Customer Count'!$B:$P,5,FALSE),IF(C878=\"W\",VLOOKUP(B878,'Seasonal Customer Count'!$B:$P,13,FALSE),\"Check\")),0)","v":18},{"$f":"IFERROR(IF(OR(C878=\"S\",C878=\"D\"),VLOOKUP(B878,'Seasonal Customer Count'!$B:$P,6,FALSE),IF(C878=\"W\",VLOOKUP(B878,'Seasonal Customer Count'!$B:$P,14,FALSE),\"Check\")),0)","v":0},{"$f":"IFERROR(IF(OR(C878=\"S\",C878=\"D\"),VLOOKUP(B878,'Seasonal Customer Count'!$B:$P,7,FALSE),IF(C878=\"W\",VLOOKUP(B878,'Seasonal Customer Count'!$B:$P,15,FALSE),\"Check\")),0)","v":96},{"$f":"IFERROR(IF(OR(C878=\"S\",C878=\"D\"),VLOOKUP(B878,'Seasonal Customer Count'!$B:$P,8,FALSE),IF(C878=\"W\",VLOOKUP(B878,'Seasonal Customer Count'!$B:$P,16,FALSE),\"Check\")),0)","v":0},{"$f":"Summary!$D$8*(K878*'Average Project Size'!$F$6+L878*'Average Project Size'!$F$7+M878*'Average Project Size'!$F$8+N878*'Average Project Size'!$F$10+O878*'Average Project Size'!$F$9)/1000","v":0.2846397011528381},{"$f":"Summary!$D$8*(K878*F878*'Average Project Size'!$F$6+L878*G878*'Average Project Size'!$F$7+M878*H878*'Average Project Size'!$F$8+N878*I878*'Average Project Size'!$F$10+O878*J878*'Average Project Size'!$F$9)/1000","v":2.8252537796150796E-2}]
[null,{"$f":"'Peak Identification'!B877","v":"SIPN T-132"},{"$f":"'Peak Identification'!D877","v":"S"},{"$f":"'Peak Identification'!E877","v":15},{"$f":"VLOOKUP($D879,'DER Output'!$S$17:$X$41,6,FALSE)","v":0.24675324675324678},{"$f":"IF($C879=\"S\",VLOOKUP($D879,'DER Output'!$S$18:$W$41,2,FALSE),VLOOKUP($D879,'DER Output'!$S$18:$W$41,3,FALSE))","v":0.57498529407079435},{"$f":"IF($C879=\"S\",VLOOKUP($D879,'DER Output'!$S$18:$W$41,4,FALSE),VLOOKUP($D879,'DER Output'!$S$18:$W$41,5,FALSE))","v":0.57498529407079435},{"$f":"IF($C879=\"S\",VLOOKUP($D879,'DER Output'!$S$18:$W$41,4,FALSE),VLOOKUP($D879,'DER Output'!$S$18:$W$41,5,FALSE))","v":0.57498529407079435},{"$f":"IF($C879=\"S\",VLOOKUP($D879,'DER Output'!$S$18:$W$41,4,FALSE),VLOOKUP($D879,'DER Output'!$S$18:$W$41,5,FALSE))","v":0.57498529407079435},{"$f":"IF($C879=\"S\",VLOOKUP($D879,'DER Output'!$S$18:$W$41,4,FALSE),VLOOKUP($D879,'DER Output'!$S$18:$W$41,5,FALSE))","v":0.57498529407079435},{"$f":"IFERROR(IF(OR(C879=\"S\",C879=\"D\"),VLOOKUP(B879,'Seasonal Customer Count'!$B:$I,4,FALSE),IF(C879=\"W\",VLOOKUP(B879,'Seasonal Customer Count'!$B:$P,12,FALSE),\"Check\")),0)","v":1806},{"$f":"IFERROR(IF(OR(C879=\"S\",C879=\"D\"),VLOOKUP(B879,'Seasonal Customer Count'!$B:$P,5,FALSE),IF(C879=\"W\",VLOOKUP(B879,'Seasonal Customer Count'!$B:$P,13,FALSE),\"Check\")),0)","v":138},{"$f":"IFERROR(IF(OR(C879=\"S\",C879=\"D\"),VLOOKUP(B879,'Seasonal Customer Count'!$B:$P,6,FALSE),IF(C879=\"W\",VLOOKUP(B879,'Seasonal Customer Count'!$B:$P,14,FALSE),\"Check\")),0)","v":130},{"$f":"IFERROR(IF(OR(C879=\"S\",C879=\"D\"),VLOOKUP(B879,'Seasonal Customer Count'!$B:$P,7,FALSE),IF(C879=\"W\",VLOOKUP(B879,'Seasonal Customer Count'!$B:$P,15,FALSE),\"Check\")),0)","v":5},{"$f":"IFERROR(IF(OR(C879=\"S\",C879=\"D\"),VLOOKUP(B879,'Seasonal Customer Count'!$B:$P,8,FALSE),IF(C879=\"W\",VLOOKUP(B879,'Seasonal Customer Count'!$B:$P,16,FALSE),\"Check\")),0)","v":81},{"$f":"Summary!$D$8*(K879*'Average Project Size'!$F$6+L879*'Average Project Size'!$F$7+M879*'Average Project Size'!$F$8+N879*'Average Project Size'!$F$10+O879*'Average Project Size'!$F$9)/1000","v":0.17045926181336107},{"$f":"Summary!$D$8*(K879*F879*'Average Project Size'!$F$6+L879*G879*'Average Project Size'!$F$7+M879*H879*'Average Project Size'!$F$8+N879*I879*'Average Project Size'!$F$10+O879*J879*'Average Project Size'!$F$9)/1000","v":9.8011568780845937E-2}]
[null,{"$f":"'Peak Identification'!B878","v":"SKWY11"},{"$f":"'Peak Identification'!D878","v":"S"},{"$f":"'Peak Identification'!E878","v":17},{"$f":"VLOOKUP($D880,'DER Output'!$S$17:$X$41,6,FALSE)","v":0.19174838710475617},{"$f":"IF($C880=\"S\",VLOOKUP($D880,'DER Output'!$S$18:$W$41,2,FALSE),VLOOKUP($D880,'DER Output'!$S$18:$W$41,3,FALSE))","v":0.30300399777640191},{"$f":"IF($C880=\"S\",VLOOKUP($D880,'DER Output'!$S$18:$W$41,4,FALSE),VLOOKUP($D880,'DER Output'!$S$18:$W$41,5,FALSE))","v":0.30300399777640191},{"$f":"IF($C880=\"S\",VLOOKUP($D880,'DER Output'!$S$18:$W$41,4,FALSE),VLOOKUP($D880,'DER Output'!$S$18:$W$41,5,FALSE))","v":0.30300399777640191},{"$f":"IF($C880=\"S\",VLOOKUP($D880,'DER Output'!$S$18:$W$41,4,FALSE),VLOOKUP($D880,'DER Output'!$S$18:$W$41,5,FALSE))","v":0.30300399777640191},{"$f":"IF($C880=\"S\",VLOOKUP($D880,'DER Output'!$S$18:$W$41,4,FALSE),VLOOKUP($D880,'DER Output'!$S$18:$W$41,5,FALSE))","v":0.30300399777640191},{"$f":"IFERROR(IF(OR(C880=\"S\",C880=\"D\"),VLOOKUP(B880,'Seasonal Customer Count'!$B:$I,4,FALSE),IF(C880=\"W\",VLOOKUP(B880,'Seasonal Customer Count'!$B:$P,12,FALSE),\"Check\")),0)","v":964},{"$f":"IFERROR(IF(OR(C880=\"S\",C880=\"D\"),VLOOKUP(B880,'Seasonal Customer Count'!$B:$P,5,FALSE),IF(C880=\"W\",VLOOKUP(B880,'Seasonal Customer Count'!$B:$P,13,FALSE),\"Check\")),0)","v":46},{"$f":"IFERROR(IF(OR(C880=\"S\",C880=\"D\"),VLOOKUP(B880,'Seasonal Customer Count'!$B:$P,6,FALSE),IF(C880=\"W\",VLOOKUP(B880,'Seasonal Customer Count'!$B:$P,14,FALSE),\"Check\")),0)","v":51},{"$f":"IFERROR(IF(OR(C880=\"S\",C880=\"D\"),VLOOKUP(B880,'Seasonal Customer Count'!$B:$P,7,FALSE),IF(C880=\"W\",VLOOKUP(B880,'Seasonal Customer Count'!$B:$P,15,FALSE),\"Check\")),0)","v":0},{"$f":"IFERROR(IF(OR(C880=\"S\",C880=\"D\"),VLOOKUP(B880,'Seasonal Customer Count'!$B:$P,8,FALSE),IF(C880=\"W\",VLOOKUP(B880,'Seasonal Customer Count'!$B:$P,16,FALSE),\"Check\")),0)","v":1},{"$f":"Summary!$D$8*(K880*'Average Project Size'!$F$6+L880*'Average Project Size'!$F$7+M880*'Average Project Size'!$F$8+N880*'Average Project Size'!$F$10+O880*'Average Project Size'!$F$9)/1000","v":5.1097571086895936E-2},{"$f":"Summary!$D$8*(K880*F880*'Average Project Size'!$F$6+L880*G880*'Average Project Size'!$F$7+M880*H880*'Average Project Size'!$F$8+N880*I880*'Average Project Size'!$F$10+O880*J880*'Average Project Size'!$F$9)/1000","v":1.5482768315993357E-2}]
[null,{"$f":"'Peak Identification'!B879","v":"SKWY12"},{"$f":"'Peak Identification'!D879","v":"S"},{"$f":"'Peak Identification'!E879","v":13},{"$f":"VLOOKUP($D881,'DER Output'!$S$17:$X$41,6,FALSE)","v":0.3680214036441018},{"$f":"IF($C881=\"S\",VLOOKUP($D881,'DER Output'!$S$18:$W$41,2,FALSE),VLOOKUP($D881,'DER Output'!$S$18:$W$41,3,FALSE))","v":0.68995601564450493},{"$f":"IF($C881=\"S\",VLOOKUP($D881,'DER Output'!$S$18:$W$41,4,FALSE),VLOOKUP($D881,'DER Output'!$S$18:$W$41,5,FALSE))","v":0.68995601564450493},{"$f":"IF($C881=\"S\",VLOOKUP($D881,'DER Output'!$S$18:$W$41,4,FALSE),VLOOKUP($D881,'DER Output'!$S$18:$W$41,5,FALSE))","v":0.68995601564450493},{"$f":"IF($C881=\"S\",VLOOKUP($D881,'DER Output'!$S$18:$W$41,4,FALSE),VLOOKUP($D881,'DER Output'!$S$18:$W$41,5,FALSE))","v":0.68995601564450493},{"$f":"IF($C881=\"S\",VLOOKUP($D881,'DER Output'!$S$18:$W$41,4,FALSE),VLOOKUP($D881,'DER Output'!$S$18:$W$41,5,FALSE))","v":0.68995601564450493},{"$f":"IFERROR(IF(OR(C881=\"S\",C881=\"D\"),VLOOKUP(B881,'Seasonal Customer Count'!$B:$I,4,FALSE),IF(C881=\"W\",VLOOKUP(B881,'Seasonal Customer Count'!$B:$P,12,FALSE),\"Check\")),0)","v":0},{"$f":"IFERROR(IF(OR(C881=\"S\",C881=\"D\"),VLOOKUP(B881,'Seasonal Customer Count'!$B:$P,5,FALSE),IF(C881=\"W\",VLOOKUP(B881,'Seasonal Customer Count'!$B:$P,13,FALSE),\"Check\")),0)","v":0},{"$f":"IFERROR(IF(OR(C881=\"S\",C881=\"D\"),VLOOKUP(B881,'Seasonal Customer Count'!$B:$P,6,FALSE),IF(C881=\"W\",VLOOKUP(B881,'Seasonal Customer Count'!$B:$P,14,FALSE),\"Check\")),0)","v":0},{"$f":"IFERROR(IF(OR(C881=\"S\",C881=\"D\"),VLOOKUP(B881,'Seasonal Customer Count'!$B:$P,7,FALSE),IF(C881=\"W\",VLOOKUP(B881,'Seasonal Customer Count'!$B:$P,15,FALSE),\"Check\")),0)","v":0},{"$f":"IFERROR(IF(OR(C881=\"S\",C881=\"D\"),VLOOKUP(B881,'Seasonal Customer Count'!$B:$P,8,FALSE),IF(C881=\"W\",VLOOKUP(B881,'Seasonal Customer Count'!$B:$P,16,FALSE),\"Check\")),0)","v":0},{"$f":"Summary!$D$8*(K881*'Average Project Size'!$F$6+L881*'Average Project Size'!$F$7+M881*'Average Project Size'!$F$8+N881*'Average Project Size'!$F$10+O881*'Average Project Size'!$F$9)/1000","v":0},{"$f":"Summary!$D$8*(K881*F881*'Average Project Size'!$F$6+L881*G881*'Average Project Size'!$F$7+M881*H881*'Average Project Size'!$F$8+N881*I881*'Average Project Size'!$F$10+O881*J881*'Average Project Size'!$F$9)/1000","v":0}]
[null,{"$f":"'Peak Identification'!B880","v":"SKWY13"},{"$f":"'Peak Identification'!D880","v":"S"},{"$f":"'Peak Identification'!E880","v":13},{"$f":"VLOOKUP($D882,'DER Output'!$S$17:$X$41,6,FALSE)","v":0.3680214036441018},{"$f":"IF($C882=\"S\",VLOOKUP($D882,'DER Output'!$S$18:$W$41,2,FALSE),VLOOKUP($D882,'DER Output'!$S$18:$W$41,3,FALSE))","v":0.68995601564450493},{"$f":"IF($C882=\"S\",VLOOKUP($D882,'DER Output'!$S$18:$W$41,4,FALSE),VLOOKUP($D882,'DER Output'!$S$18:$W$41,5,FALSE))","v":0.68995601564450493},{"$f":"IF($C882=\"S\",VLOOKUP($D882,'DER Output'!$S$18:$W$41,4,FALSE),VLOOKUP($D882,'DER Output'!$S$18:$W$41,5,FALSE))","v":0.68995601564450493},{"$f":"IF($C882=\"S\",VLOOKUP($D882,'DER Output'!$S$18:$W$41,4,FALSE),VLOOKUP($D882,'DER Output'!$S$18:$W$41,5,FALSE))","v":0.68995601564450493},{"$f":"IF($C882=\"S\",VLOOKUP($D882,'DER Output'!$S$18:$W$41,4,FALSE),VLOOKUP($D882,'DER Output'!$S$18:$W$41,5,FALSE))","v":0.68995601564450493},{"$f":"IFERROR(IF(OR(C882=\"S\",C882=\"D\"),VLOOKUP(B882,'Seasonal Customer Count'!$B:$I,4,FALSE),IF(C882=\"W\",VLOOKUP(B882,'Seasonal Customer Count'!$B:$P,12,FALSE),\"Check\")),0)","v":0},{"$f":"IFERROR(IF(OR(C882=\"S\",C882=\"D\"),VLOOKUP(B882,'Seasonal Customer Count'!$B:$P,5,FALSE),IF(C882=\"W\",VLOOKUP(B882,'Seasonal Customer Count'!$B:$P,13,FALSE),\"Check\")),0)","v":0},{"$f":"IFERROR(IF(OR(C882=\"S\",C882=\"D\"),VLOOKUP(B882,'Seasonal Customer Count'!$B:$P,6,FALSE),IF(C882=\"W\",VLOOKUP(B882,'Seasonal Customer Count'!$B:$P,14,FALSE),\"Check\")),0)","v":0},{"$f":"IFERROR(IF(OR(C882=\"S\",C882=\"D\"),VLOOKUP(B882,'Seasonal Customer Count'!$B:$P,7,FALSE),IF(C882=\"W\",VLOOKUP(B882,'Seasonal Customer Count'!$B:$P,15,FALSE),\"Check\")),0)","v":0},{"$f":"IFERROR(IF(OR(C882=\"S\",C882=\"D\"),VLOOKUP(B882,'Seasonal Customer Count'!$B:$P,8,FALSE),IF(C882=\"W\",VLOOKUP(B882,'Seasonal Customer Count'!$B:$P,16,FALSE),\"Check\")),0)","v":0},{"$f":"Summary!$D$8*(K882*'Average Project Size'!$F$6+L882*'Average Project Size'!$F$7+M882*'Average Project Size'!$F$8+N882*'Average Project Size'!$F$10+O882*'Average Project Size'!$F$9)/1000","v":0},{"$f":"Summary!$D$8*(K882*F882*'Average Project Size'!$F$6+L882*G882*'Average Project Size'!$F$7+M882*H882*'Average Project Size'!$F$8+N882*I882*'Average Project Size'!$F$10+O882*J882*'Average Project Size'!$F$9)/1000","v":0}]
[null,{"$f":"'Peak Identification'!B881","v":"SKWY14"},{"$f":"'Peak Identification'!D881","v":"S"},{"$f":"'Peak Identification'!E881","v":13},{"$f":"VLOOKUP($D883,'DER Output'!$S$17:$X$41,6,FALSE)","v":0.3680214036441018},{"$f":"IF($C883=\"S\",VLOOKUP($D883,'DER Output'!$S$18:$W$41,2,FALSE),VLOOKUP($D883,'DER Output'!$S$18:$W$41,3,FALSE))","v":0.68995601564450493},{"$f":"IF($C883=\"S\",VLOOKUP($D883,'DER Output'!$S$18:$W$41,4,FALSE),VLOOKUP($D883,'DER Output'!$S$18:$W$41,5,FALSE))","v":0.68995601564450493},{"$f":"IF($C883=\"S\",VLOOKUP($D883,'DER Output'!$S$18:$W$41,4,FALSE),VLOOKUP($D883,'DER Output'!$S$18:$W$41,5,FALSE))","v":0.68995601564450493},{"$f":"IF($C883=\"S\",VLOOKUP($D883,'DER Output'!$S$18:$W$41,4,FALSE),VLOOKUP($D883,'DER Output'!$S$18:$W$41,5,FALSE))","v":0.68995601564450493},{"$f":"IF($C883=\"S\",VLOOKUP($D883,'DER Output'!$S$18:$W$41,4,FALSE),VLOOKUP($D883,'DER Output'!$S$18:$W$41,5,FALSE))","v":0.68995601564450493},{"$f":"IFERROR(IF(OR(C883=\"S\",C883=\"D\"),VLOOKUP(B883,'Seasonal Customer Count'!$B:$I,4,FALSE),IF(C883=\"W\",VLOOKUP(B883,'Seasonal Customer Count'!$B:$P,12,FALSE),\"Check\")),0)","v":0},{"$f":"IFERROR(IF(OR(C883=\"S\",C883=\"D\"),VLOOKUP(B883,'Seasonal Customer Count'!$B:$P,5,FALSE),IF(C883=\"W\",VLOOKUP(B883,'Seasonal Customer Count'!$B:$P,13,FALSE),\"Check\")),0)","v":11},{"$f":"IFERROR(IF(OR(C883=\"S\",C883=\"D\"),VLOOKUP(B883,'Seasonal Customer Count'!$B:$P,6,FALSE),IF(C883=\"W\",VLOOKUP(B883,'Seasonal Customer Count'!$B:$P,14,FALSE),\"Check\")),0)","v":35},{"$f":"IFERROR(IF(OR(C883=\"S\",C883=\"D\"),VLOOKUP(B883,'Seasonal Customer Count'!$B:$P,7,FALSE),IF(C883=\"W\",VLOOKUP(B883,'Seasonal Customer Count'!$B:$P,15,FALSE),\"Check\")),0)","v":1},{"$f":"IFERROR(IF(OR(C883=\"S\",C883=\"D\"),VLOOKUP(B883,'Seasonal Customer Count'!$B:$P,8,FALSE),IF(C883=\"W\",VLOOKUP(B883,'Seasonal Customer Count'!$B:$P,16,FALSE),\"Check\")),0)","v":0},{"$f":"Summary!$D$8*(K883*'Average Project Size'!$F$6+L883*'Average Project Size'!$F$7+M883*'Average Project Size'!$F$8+N883*'Average Project Size'!$F$10+O883*'Average Project Size'!$F$9)/1000","v":9.7617183971218484E-3},{"$f":"Summary!$D$8*(K883*F883*'Average Project Size'!$F$6+L883*G883*'Average Project Size'!$F$7+M883*H883*'Average Project Size'!$F$8+N883*I883*'Average Project Size'!$F$10+O883*J883*'Average Project Size'!$F$9)/1000","v":6.7351563311218556E-3}]
[null,{"$f":"'Peak Identification'!B882","v":"SKWY T-131"},{"$f":"'Peak Identification'!D882","v":"S"},{"$f":"'Peak Identification'!E882","v":16},{"$f":"VLOOKUP($D884,'DER Output'!$S$17:$X$41,6,FALSE)","v":0.22644022312513051},{"$f":"IF($C884=\"S\",VLOOKUP($D884,'DER Output'!$S$18:$W$41,2,FALSE),VLOOKUP($D884,'DER Output'!$S$18:$W$41,3,FALSE))","v":0.44781407722569133},{"$f":"IF($C884=\"S\",VLOOKUP($D884,'DER Output'!$S$18:$W$41,4,FALSE),VLOOKUP($D884,'DER Output'!$S$18:$W$41,5,FALSE))","v":0.44781407722569133},{"$f":"IF($C884=\"S\",VLOOKUP($D884,'DER Output'!$S$18:$W$41,4,FALSE),VLOOKUP($D884,'DER Output'!$S$18:$W$41,5,FALSE))","v":0.44781407722569133},{"$f":"IF($C884=\"S\",VLOOKUP($D884,'DER Output'!$S$18:$W$41,4,FALSE),VLOOKUP($D884,'DER Output'!$S$18:$W$41,5,FALSE))","v":0.44781407722569133},{"$f":"IF($C884=\"S\",VLOOKUP($D884,'DER Output'!$S$18:$W$41,4,FALSE),VLOOKUP($D884,'DER Output'!$S$18:$W$41,5,FALSE))","v":0.44781407722569133},{"$f":"IFERROR(IF(OR(C884=\"S\",C884=\"D\"),VLOOKUP(B884,'Seasonal Customer Count'!$B:$I,4,FALSE),IF(C884=\"W\",VLOOKUP(B884,'Seasonal Customer Count'!$B:$P,12,FALSE),\"Check\")),0)","v":964},{"$f":"IFERROR(IF(OR(C884=\"S\",C884=\"D\"),VLOOKUP(B884,'Seasonal Customer Count'!$B:$P,5,FALSE),IF(C884=\"W\",VLOOKUP(B884,'Seasonal Customer Count'!$B:$P,13,FALSE),\"Check\")),0)","v":57},{"$f":"IFERROR(IF(OR(C884=\"S\",C884=\"D\"),VLOOKUP(B884,'Seasonal Customer Count'!$B:$P,6,FALSE),IF(C884=\"W\",VLOOKUP(B884,'Seasonal Customer Count'!$B:$P,14,FALSE),\"Check\")),0)","v":86},{"$f":"IFERROR(IF(OR(C884=\"S\",C884=\"D\"),VLOOKUP(B884,'Seasonal Customer Count'!$B:$P,7,FALSE),IF(C884=\"W\",VLOOKUP(B884,'Seasonal Customer Count'!$B:$P,15,FALSE),\"Check\")),0)","v":1},{"$f":"IFERROR(IF(OR(C884=\"S\",C884=\"D\"),VLOOKUP(B884,'Seasonal Customer Count'!$B:$P,8,FALSE),IF(C884=\"W\",VLOOKUP(B884,'Seasonal Customer Count'!$B:$P,16,FALSE),\"Check\")),0)","v":1},{"$f":"Summary!$D$8*(K884*'Average Project Size'!$F$6+L884*'Average Project Size'!$F$7+M884*'Average Project Size'!$F$8+N884*'Average Project Size'!$F$10+O884*'Average Project Size'!$F$9)/1000","v":6.0859289484017781E-2},{"$f":"Summary!$D$8*(K884*F884*'Average Project Size'!$F$6+L884*G884*'Average Project Size'!$F$7+M884*H884*'Average Project Size'!$F$8+N884*I884*'Average Project Size'!$F$10+O884*J884*'Average Project Size'!$F$9)/1000","v":2.7253646560896645E-2}]
[null,{"$f":"'Peak Identification'!B883","v":"SLVR41"},{"$f":"'Peak Identification'!D883","v":"S"},{"$f":"'Peak Identification'!E883","v":14},{"$f":"VLOOKUP($D885,'DER Output'!$S$17:$X$41,6,FALSE)","v":0.26694349499860076},{"$f":"IF($C885=\"S\",VLOOKUP($D885,'DER Output'!$S$18:$W$41,2,FALSE),VLOOKUP($D885,'DER Output'!$S$18:$W$41,3,FALSE))","v":0.65426593965075153},{"$f":"IF($C885=\"S\",VLOOKUP($D885,'DER Output'!$S$18:$W$41,4,FALSE),VLOOKUP($D885,'DER Output'!$S$18:$W$41,5,FALSE))","v":0.65426593965075153},{"$f":"IF($C885=\"S\",VLOOKUP($D885,'DER Output'!$S$18:$W$41,4,FALSE),VLOOKUP($D885,'DER Output'!$S$18:$W$41,5,FALSE))","v":0.65426593965075153},{"$f":"IF($C885=\"S\",VLOOKUP($D885,'DER Output'!$S$18:$W$41,4,FALSE),VLOOKUP($D885,'DER Output'!$S$18:$W$41,5,FALSE))","v":0.65426593965075153},{"$f":"IF($C885=\"S\",VLOOKUP($D885,'DER Output'!$S$18:$W$41,4,FALSE),VLOOKUP($D885,'DER Output'!$S$18:$W$41,5,FALSE))","v":0.65426593965075153},{"$f":"IFERROR(IF(OR(C885=\"S\",C885=\"D\"),VLOOKUP(B885,'Seasonal Customer Count'!$B:$I,4,FALSE),IF(C885=\"W\",VLOOKUP(B885,'Seasonal Customer Count'!$B:$P,12,FALSE),\"Check\")),0)","v":364},{"$f":"IFERROR(IF(OR(C885=\"S\",C885=\"D\"),VLOOKUP(B885,'Seasonal Customer Count'!$B:$P,5,FALSE),IF(C885=\"W\",VLOOKUP(B885,'Seasonal Customer Count'!$B:$P,13,FALSE),\"Check\")),0)","v":42},{"$f":"IFERROR(IF(OR(C885=\"S\",C885=\"D\"),VLOOKUP(B885,'Seasonal Customer Count'!$B:$P,6,FALSE),IF(C885=\"W\",VLOOKUP(B885,'Seasonal Customer Count'!$B:$P,14,FALSE),\"Check\")),0)","v":55},{"$f":"IFERROR(IF(OR(C885=\"S\",C885=\"D\"),VLOOKUP(B885,'Seasonal Customer Count'!$B:$P,7,FALSE),IF(C885=\"W\",VLOOKUP(B885,'Seasonal Customer Count'!$B:$P,15,FALSE),\"Check\")),0)","v":0},{"$f":"IFERROR(IF(OR(C885=\"S\",C885=\"D\"),VLOOKUP(B885,'Seasonal Customer Count'!$B:$P,8,FALSE),IF(C885=\"W\",VLOOKUP(B885,'Seasonal Customer Count'!$B:$P,16,FALSE),\"Check\")),0)","v":148},{"$f":"Summary!$D$8*(K885*'Average Project Size'!$F$6+L885*'Average Project Size'!$F$7+M885*'Average Project Size'!$F$8+N885*'Average Project Size'!$F$10+O885*'Average Project Size'!$F$9)/1000","v":0.12113992491103727},{"$f":"Summary!$D$8*(K885*F885*'Average Project Size'!$F$6+L885*G885*'Average Project Size'!$F$7+M885*H885*'Average Project Size'!$F$8+N885*I885*'Average Project Size'!$F$10+O885*J885*'Average Project Size'!$F$9)/1000","v":7.9257726801141279E-2}]
[null,{"$f":"'Peak Identification'!B884","v":"SLVR42"},{"$f":"'Peak Identification'!D884","v":"S"},{"$f":"'Peak Identification'!E884","v":18},{"$f":"VLOOKUP($D886,'DER Output'!$S$17:$X$41,6,FALSE)","v":0.16032398020038169},{"$f":"IF($C886=\"S\",VLOOKUP($D886,'DER Output'!$S$18:$W$41,2,FALSE),VLOOKUP($D886,'DER Output'!$S$18:$W$41,3,FALSE))","v":0.17224423800777711},{"$f":"IF($C886=\"S\",VLOOKUP($D886,'DER Output'!$S$18:$W$41,4,FALSE),VLOOKUP($D886,'DER Output'!$S$18:$W$41,5,FALSE))","v":0.17224423800777711},{"$f":"IF($C886=\"S\",VLOOKUP($D886,'DER Output'!$S$18:$W$41,4,FALSE),VLOOKUP($D886,'DER Output'!$S$18:$W$41,5,FALSE))","v":0.17224423800777711},{"$f":"IF($C886=\"S\",VLOOKUP($D886,'DER Output'!$S$18:$W$41,4,FALSE),VLOOKUP($D886,'DER Output'!$S$18:$W$41,5,FALSE))","v":0.17224423800777711},{"$f":"IF($C886=\"S\",VLOOKUP($D886,'DER Output'!$S$18:$W$41,4,FALSE),VLOOKUP($D886,'DER Output'!$S$18:$W$41,5,FALSE))","v":0.17224423800777711},{"$f":"IFERROR(IF(OR(C886=\"S\",C886=\"D\"),VLOOKUP(B886,'Seasonal Customer Count'!$B:$I,4,FALSE),IF(C886=\"W\",VLOOKUP(B886,'Seasonal Customer Count'!$B:$P,12,FALSE),\"Check\")),0)","v":208},{"$f":"IFERROR(IF(OR(C886=\"S\",C886=\"D\"),VLOOKUP(B886,'Seasonal Customer Count'!$B:$P,5,FALSE),IF(C886=\"W\",VLOOKUP(B886,'Seasonal Customer Count'!$B:$P,13,FALSE),\"Check\")),0)","v":70},{"$f":"IFERROR(IF(OR(C886=\"S\",C886=\"D\"),VLOOKUP(B886,'Seasonal Customer Count'!$B:$P,6,FALSE),IF(C886=\"W\",VLOOKUP(B886,'Seasonal Customer Count'!$B:$P,14,FALSE),\"Check\")),0)","v":31},{"$f":"IFERROR(IF(OR(C886=\"S\",C886=\"D\"),VLOOKUP(B886,'Seasonal Customer Count'!$B:$P,7,FALSE),IF(C886=\"W\",VLOOKUP(B886,'Seasonal Customer Count'!$B:$P,15,FALSE),\"Check\")),0)","v":0},{"$f":"IFERROR(IF(OR(C886=\"S\",C886=\"D\"),VLOOKUP(B886,'Seasonal Customer Count'!$B:$P,8,FALSE),IF(C886=\"W\",VLOOKUP(B886,'Seasonal Customer Count'!$B:$P,16,FALSE),\"Check\")),0)","v":104},{"$f":"Summary!$D$8*(K886*'Average Project Size'!$F$6+L886*'Average Project Size'!$F$7+M886*'Average Project Size'!$F$8+N886*'Average Project Size'!$F$10+O886*'Average Project Size'!$F$9)/1000","v":8.4880192043710931E-2},{"$f":"Summary!$D$8*(K886*F886*'Average Project Size'!$F$6+L886*G886*'Average Project Size'!$F$7+M886*H886*'Average Project Size'!$F$8+N886*I886*'Average Project Size'!$F$10+O886*J886*'Average Project Size'!$F$9)/1000","v":1.4620124000522773E-2}]
[null,{"$f":"'Peak Identification'!B885","v":"SLVR T-131"},{"$f":"'Peak Identification'!D885","v":"S"},{"$f":"'Peak Identification'!E885","v":16},{"$f":"VLOOKUP($D887,'DER Output'!$S$17:$X$41,6,FALSE)","v":0.22644022312513051},{"$f":"IF($C887=\"S\",VLOOKUP($D887,'DER Output'!$S$18:$W$41,2,FALSE),VLOOKUP($D887,'DER Output'!$S$18:$W$41,3,FALSE))","v":0.44781407722569133},{"$f":"IF($C887=\"S\",VLOOKUP($D887,'DER Output'!$S$18:$W$41,4,FALSE),VLOOKUP($D887,'DER Output'!$S$18:$W$41,5,FALSE))","v":0.44781407722569133},{"$f":"IF($C887=\"S\",VLOOKUP($D887,'DER Output'!$S$18:$W$41,4,FALSE),VLOOKUP($D887,'DER Output'!$S$18:$W$41,5,FALSE))","v":0.44781407722569133},{"$f":"IF($C887=\"S\",VLOOKUP($D887,'DER Output'!$S$18:$W$41,4,FALSE),VLOOKUP($D887,'DER Output'!$S$18:$W$41,5,FALSE))","v":0.44781407722569133},{"$f":"IF($C887=\"S\",VLOOKUP($D887,'DER Output'!$S$18:$W$41,4,FALSE),VLOOKUP($D887,'DER Output'!$S$18:$W$41,5,FALSE))","v":0.44781407722569133},{"$f":"IFERROR(IF(OR(C887=\"S\",C887=\"D\"),VLOOKUP(B887,'Seasonal Customer Count'!$B:$I,4,FALSE),IF(C887=\"W\",VLOOKUP(B887,'Seasonal Customer Count'!$B:$P,12,FALSE),\"Check\")),0)","v":572},{"$f":"IFERROR(IF(OR(C887=\"S\",C887=\"D\"),VLOOKUP(B887,'Seasonal Customer Count'!$B:$P,5,FALSE),IF(C887=\"W\",VLOOKUP(B887,'Seasonal Customer Count'!$B:$P,13,FALSE),\"Check\")),0)","v":112},{"$f":"IFERROR(IF(OR(C887=\"S\",C887=\"D\"),VLOOKUP(B887,'Seasonal Customer Count'!$B:$P,6,FALSE),IF(C887=\"W\",VLOOKUP(B887,'Seasonal Customer Count'!$B:$P,14,FALSE),\"Check\")),0)","v":86},{"$f":"IFERROR(IF(OR(C887=\"S\",C887=\"D\"),VLOOKUP(B887,'Seasonal Customer Count'!$B:$P,7,FALSE),IF(C887=\"W\",VLOOKUP(B887,'Seasonal Customer Count'!$B:$P,15,FALSE),\"Check\")),0)","v":0},{"$f":"IFERROR(IF(OR(C887=\"S\",C887=\"D\"),VLOOKUP(B887,'Seasonal Customer Count'!$B:$P,8,FALSE),IF(C887=\"W\",VLOOKUP(B887,'Seasonal Customer Count'!$B:$P,16,FALSE),\"Check\")),0)","v":252},{"$f":"Summary!$D$8*(K887*'Average Project Size'!$F$6+L887*'Average Project Size'!$F$7+M887*'Average Project Size'!$F$8+N887*'Average Project Size'!$F$10+O887*'Average Project Size'!$F$9)/1000","v":0.20602011695474817},{"$f":"Summary!$D$8*(K887*F887*'Average Project Size'!$F$6+L887*G887*'Average Project Size'!$F$7+M887*H887*'Average Project Size'!$F$8+N887*I887*'Average Project Size'!$F$10+O887*J887*'Average Project Size'!$F$9)/1000","v":9.2258708564019576E-2}]
[null,{"$f":"'Peak Identification'!B886","v":"SMFY11"},{"$f":"'Peak Identification'!D886","v":"W"},{"$f":"'Peak Identification'!E886","v":8},{"$f":"VLOOKUP($D888,'DER Output'!$S$17:$X$41,6,FALSE)","v":0},{"$f":"IF($C888=\"S\",VLOOKUP($D888,'DER Output'!$S$18:$W$41,2,FALSE),VLOOKUP($D888,'DER Output'!$S$18:$W$41,3,FALSE))","v":2.4357194050013426E-2},{"$f":"IF($C888=\"S\",VLOOKUP($D888,'DER Output'!$S$18:$W$41,4,FALSE),VLOOKUP($D888,'DER Output'!$S$18:$W$41,5,FALSE))","v":2.4357194050013426E-2},{"$f":"IF($C888=\"S\",VLOOKUP($D888,'DER Output'!$S$18:$W$41,4,FALSE),VLOOKUP($D888,'DER Output'!$S$18:$W$41,5,FALSE))","v":2.4357194050013426E-2},{"$f":"IF($C888=\"S\",VLOOKUP($D888,'DER Output'!$S$18:$W$41,4,FALSE),VLOOKUP($D888,'DER Output'!$S$18:$W$41,5,FALSE))","v":2.4357194050013426E-2},{"$f":"IF($C888=\"S\",VLOOKUP($D888,'DER Output'!$S$18:$W$41,4,FALSE),VLOOKUP($D888,'DER Output'!$S$18:$W$41,5,FALSE))","v":2.4357194050013426E-2},{"$f":"IFERROR(IF(OR(C888=\"S\",C888=\"D\"),VLOOKUP(B888,'Seasonal Customer Count'!$B:$I,4,FALSE),IF(C888=\"W\",VLOOKUP(B888,'Seasonal Customer Count'!$B:$P,12,FALSE),\"Check\")),0)","v":46},{"$f":"IFERROR(IF(OR(C888=\"S\",C888=\"D\"),VLOOKUP(B888,'Seasonal Customer Count'!$B:$P,5,FALSE),IF(C888=\"W\",VLOOKUP(B888,'Seasonal Customer Count'!$B:$P,13,FALSE),\"Check\")),0)","v":31},{"$f":"IFERROR(IF(OR(C888=\"S\",C888=\"D\"),VLOOKUP(B888,'Seasonal Customer Count'!$B:$P,6,FALSE),IF(C888=\"W\",VLOOKUP(B888,'Seasonal Customer Count'!$B:$P,14,FALSE),\"Check\")),0)","v":1},{"$f":"IFERROR(IF(OR(C888=\"S\",C888=\"D\"),VLOOKUP(B888,'Seasonal Customer Count'!$B:$P,7,FALSE),IF(C888=\"W\",VLOOKUP(B888,'Seasonal Customer Count'!$B:$P,15,FALSE),\"Check\")),0)","v":0},{"$f":"IFERROR(IF(OR(C888=\"S\",C888=\"D\"),VLOOKUP(B888,'Seasonal Customer Count'!$B:$P,8,FALSE),IF(C888=\"W\",VLOOKUP(B888,'Seasonal Customer Count'!$B:$P,16,FALSE),\"Check\")),0)","v":0},{"$f":"Summary!$D$8*(K888*'Average Project Size'!$F$6+L888*'Average Project Size'!$F$7+M888*'Average Project Size'!$F$8+N888*'Average Project Size'!$F$10+O888*'Average Project Size'!$F$9)/1000","v":4.2741130849682707E-3},{"$f":"Summary!$D$8*(K888*F888*'Average Project Size'!$F$6+L888*G888*'Average Project Size'!$F$7+M888*H888*'Average Project Size'!$F$8+N888*I888*'Average Project Size'!$F$10+O888*J888*'Average Project Size'!$F$9)/1000","v":1.0410540180227371E-4}]
[null,{"$f":"'Peak Identification'!B887","v":"SMFY12"},{"$f":"'Peak Identification'!D887","v":"S"},{"$f":"'Peak Identification'!E887","v":18},{"$f":"VLOOKUP($D889,'DER Output'!$S$17:$X$41,6,FALSE)","v":0.16032398020038169},{"$f":"IF($C889=\"S\",VLOOKUP($D889,'DER Output'!$S$18:$W$41,2,FALSE),VLOOKUP($D889,'DER Output'!$S$18:$W$41,3,FALSE))","v":0.17224423800777711},{"$f":"IF($C889=\"S\",VLOOKUP($D889,'DER Output'!$S$18:$W$41,4,FALSE),VLOOKUP($D889,'DER Output'!$S$18:$W$41,5,FALSE))","v":0.17224423800777711},{"$f":"IF($C889=\"S\",VLOOKUP($D889,'DER Output'!$S$18:$W$41,4,FALSE),VLOOKUP($D889,'DER Output'!$S$18:$W$41,5,FALSE))","v":0.17224423800777711},{"$f":"IF($C889=\"S\",VLOOKUP($D889,'DER Output'!$S$18:$W$41,4,FALSE),VLOOKUP($D889,'DER Output'!$S$18:$W$41,5,FALSE))","v":0.17224423800777711},{"$f":"IF($C889=\"S\",VLOOKUP($D889,'DER Output'!$S$18:$W$41,4,FALSE),VLOOKUP($D889,'DER Output'!$S$18:$W$41,5,FALSE))","v":0.17224423800777711},{"$f":"IFERROR(IF(OR(C889=\"S\",C889=\"D\"),VLOOKUP(B889,'Seasonal Customer Count'!$B:$I,4,FALSE),IF(C889=\"W\",VLOOKUP(B889,'Seasonal Customer Count'!$B:$P,12,FALSE),\"Check\")),0)","v":40},{"$f":"IFERROR(IF(OR(C889=\"S\",C889=\"D\"),VLOOKUP(B889,'Seasonal Customer Count'!$B:$P,5,FALSE),IF(C889=\"W\",VLOOKUP(B889,'Seasonal Customer Count'!$B:$P,13,FALSE),\"Check\")),0)","v":3},{"$f":"IFERROR(IF(OR(C889=\"S\",C889=\"D\"),VLOOKUP(B889,'Seasonal Customer Count'!$B:$P,6,FALSE),IF(C889=\"W\",VLOOKUP(B889,'Seasonal Customer Count'!$B:$P,14,FALSE),\"Check\")),0)","v":4},{"$f":"IFERROR(IF(OR(C889=\"S\",C889=\"D\"),VLOOKUP(B889,'Seasonal Customer Count'!$B:$P,7,FALSE),IF(C889=\"W\",VLOOKUP(B889,'Seasonal Customer Count'!$B:$P,15,FALSE),\"Check\")),0)","v":0},{"$f":"IFERROR(IF(OR(C889=\"S\",C889=\"D\"),VLOOKUP(B889,'Seasonal Customer Count'!$B:$P,8,FALSE),IF(C889=\"W\",VLOOKUP(B889,'Seasonal Customer Count'!$B:$P,16,FALSE),\"Check\")),0)","v":0},{"$f":"Summary!$D$8*(K889*'Average Project Size'!$F$6+L889*'Average Project Size'!$F$7+M889*'Average Project Size'!$F$8+N889*'Average Project Size'!$F$10+O889*'Average Project Size'!$F$9)/1000","v":2.4978661923737724E-3},{"$f":"Summary!$D$8*(K889*F889*'Average Project Size'!$F$6+L889*G889*'Average Project Size'!$F$7+M889*H889*'Average Project Size'!$F$8+N889*I889*'Average Project Size'!$F$10+O889*J889*'Average Project Size'!$F$9)/1000","v":4.3024305895080801E-4}]
[null,{"$f":"'Peak Identification'!B888","v":"SMFY T-061"},{"$f":"'Peak Identification'!D888","v":"W"},{"$f":"'Peak Identification'!E888","v":18},{"$f":"VLOOKUP($D890,'DER Output'!$S$17:$X$41,6,FALSE)","v":0.16032398020038169},{"$f":"IF($C890=\"S\",VLOOKUP($D890,'DER Output'!$S$18:$W$41,2,FALSE),VLOOKUP($D890,'DER Output'!$S$18:$W$41,3,FALSE))","v":5.535976984247182E-4},{"$f":"IF($C890=\"S\",VLOOKUP($D890,'DER Output'!$S$18:$W$41,4,FALSE),VLOOKUP($D890,'DER Output'!$S$18:$W$41,5,FALSE))","v":5.535976984247182E-4},{"$f":"IF($C890=\"S\",VLOOKUP($D890,'DER Output'!$S$18:$W$41,4,FALSE),VLOOKUP($D890,'DER Output'!$S$18:$W$41,5,FALSE))","v":5.535976984247182E-4},{"$f":"IF($C890=\"S\",VLOOKUP($D890,'DER Output'!$S$18:$W$41,4,FALSE),VLOOKUP($D890,'DER Output'!$S$18:$W$41,5,FALSE))","v":5.535976984247182E-4},{"$f":"IF($C890=\"S\",VLOOKUP($D890,'DER Output'!$S$18:$W$41,4,FALSE),VLOOKUP($D890,'DER Output'!$S$18:$W$41,5,FALSE))","v":5.535976984247182E-4},{"$f":"IFERROR(IF(OR(C890=\"S\",C890=\"D\"),VLOOKUP(B890,'Seasonal Customer Count'!$B:$I,4,FALSE),IF(C890=\"W\",VLOOKUP(B890,'Seasonal Customer Count'!$B:$P,12,FALSE),\"Check\")),0)","v":54},{"$f":"IFERROR(IF(OR(C890=\"S\",C890=\"D\"),VLOOKUP(B890,'Seasonal Customer Count'!$B:$P,5,FALSE),IF(C890=\"W\",VLOOKUP(B890,'Seasonal Customer Count'!$B:$P,13,FALSE),\"Check\")),0)","v":160},{"$f":"IFERROR(IF(OR(C890=\"S\",C890=\"D\"),VLOOKUP(B890,'Seasonal Customer Count'!$B:$P,6,FALSE),IF(C890=\"W\",VLOOKUP(B890,'Seasonal Customer Count'!$B:$P,14,FALSE),\"Check\")),0)","v":1},{"$f":"IFERROR(IF(OR(C890=\"S\",C890=\"D\"),VLOOKUP(B890,'Seasonal Customer Count'!$B:$P,7,FALSE),IF(C890=\"W\",VLOOKUP(B890,'Seasonal Customer Count'!$B:$P,15,FALSE),\"Check\")),0)","v":0},{"$f":"IFERROR(IF(OR(C890=\"S\",C890=\"D\"),VLOOKUP(B890,'Seasonal Customer Count'!$B:$P,8,FALSE),IF(C890=\"W\",VLOOKUP(B890,'Seasonal Customer Count'!$B:$P,16,FALSE),\"Check\")),0)","v":0},{"$f":"Summary!$D$8*(K890*'Average Project Size'!$F$6+L890*'Average Project Size'!$F$7+M890*'Average Project Size'!$F$8+N890*'Average Project Size'!$F$10+O890*'Average Project Size'!$F$9)/1000","v":1.4053829980726551E-2},{"$f":"Summary!$D$8*(K890*F890*'Average Project Size'!$F$6+L890*G890*'Average Project Size'!$F$7+M890*H890*'Average Project Size'!$F$8+N890*I890*'Average Project Size'!$F$10+O890*J890*'Average Project Size'!$F$9)/1000","v":7.7801679313825212E-6}]
[null,{"$f":"'Peak Identification'!B889","v":"SMPT11"},{"$f":"'Peak Identification'!D889","v":"S"},{"$f":"'Peak Identification'!E889","v":19},{"$f":"VLOOKUP($D891,'DER Output'!$S$17:$X$41,6,FALSE)","v":0.11066797934994306},{"$f":"IF($C891=\"S\",VLOOKUP($D891,'DER Output'!$S$18:$W$41,2,FALSE),VLOOKUP($D891,'DER Output'!$S$18:$W$41,3,FALSE))","v":7.5840560103576066E-2},{"$f":"IF($C891=\"S\",VLOOKUP($D891,'DER Output'!$S$18:$W$41,4,FALSE),VLOOKUP($D891,'DER Output'!$S$18:$W$41,5,FALSE))","v":7.5840560103576066E-2},{"$f":"IF($C891=\"S\",VLOOKUP($D891,'DER Output'!$S$18:$W$41,4,FALSE),VLOOKUP($D891,'DER Output'!$S$18:$W$41,5,FALSE))","v":7.5840560103576066E-2},{"$f":"IF($C891=\"S\",VLOOKUP($D891,'DER Output'!$S$18:$W$41,4,FALSE),VLOOKUP($D891,'DER Output'!$S$18:$W$41,5,FALSE))","v":7.5840560103576066E-2},{"$f":"IF($C891=\"S\",VLOOKUP($D891,'DER Output'!$S$18:$W$41,4,FALSE),VLOOKUP($D891,'DER Output'!$S$18:$W$41,5,FALSE))","v":7.5840560103576066E-2},{"$f":"IFERROR(IF(OR(C891=\"S\",C891=\"D\"),VLOOKUP(B891,'Seasonal Customer Count'!$B:$I,4,FALSE),IF(C891=\"W\",VLOOKUP(B891,'Seasonal Customer Count'!$B:$P,12,FALSE),\"Check\")),0)","v":0},{"$f":"IFERROR(IF(OR(C891=\"S\",C891=\"D\"),VLOOKUP(B891,'Seasonal Customer Count'!$B:$P,5,FALSE),IF(C891=\"W\",VLOOKUP(B891,'Seasonal Customer Count'!$B:$P,13,FALSE),\"Check\")),0)","v":0},{"$f":"IFERROR(IF(OR(C891=\"S\",C891=\"D\"),VLOOKUP(B891,'Seasonal Customer Count'!$B:$P,6,FALSE),IF(C891=\"W\",VLOOKUP(B891,'Seasonal Customer Count'!$B:$P,14,FALSE),\"Check\")),0)","v":0},{"$f":"IFERROR(IF(OR(C891=\"S\",C891=\"D\"),VLOOKUP(B891,'Seasonal Customer Count'!$B:$P,7,FALSE),IF(C891=\"W\",VLOOKUP(B891,'Seasonal Customer Count'!$B:$P,15,FALSE),\"Check\")),0)","v":0},{"$f":"IFERROR(IF(OR(C891=\"S\",C891=\"D\"),VLOOKUP(B891,'Seasonal Customer Count'!$B:$P,8,FALSE),IF(C891=\"W\",VLOOKUP(B891,'Seasonal Customer Count'!$B:$P,16,FALSE),\"Check\")),0)","v":0},{"$f":"Summary!$D$8*(K891*'Average Project Size'!$F$6+L891*'Average Project Size'!$F$7+M891*'Average Project Size'!$F$8+N891*'Average Project Size'!$F$10+O891*'Average Project Size'!$F$9)/1000","v":0},{"$f":"Summary!$D$8*(K891*F891*'Average Project Size'!$F$6+L891*G891*'Average Project Size'!$F$7+M891*H891*'Average Project Size'!$F$8+N891*I891*'Average Project Size'!$F$10+O891*J891*'Average Project Size'!$F$9)/1000","v":0}]
[null,{"$f":"'Peak Identification'!B890","v":"SMPT12"},{"$f":"'Peak Identification'!D890","v":"S"},{"$f":"'Peak Identification'!E890","v":15},{"$f":"VLOOKUP($D892,'DER Output'!$S$17:$X$41,6,FALSE)","v":0.24675324675324678},{"$f":"IF($C892=\"S\",VLOOKUP($D892,'DER Output'!$S$18:$W$41,2,FALSE),VLOOKUP($D892,'DER Output'!$S$18:$W$41,3,FALSE))","v":0.57498529407079435},{"$f":"IF($C892=\"S\",VLOOKUP($D892,'DER Output'!$S$18:$W$41,4,FALSE),VLOOKUP($D892,'DER Output'!$S$18:$W$41,5,FALSE))","v":0.57498529407079435},{"$f":"IF($C892=\"S\",VLOOKUP($D892,'DER Output'!$S$18:$W$41,4,FALSE),VLOOKUP($D892,'DER Output'!$S$18:$W$41,5,FALSE))","v":0.57498529407079435},{"$f":"IF($C892=\"S\",VLOOKUP($D892,'DER Output'!$S$18:$W$41,4,FALSE),VLOOKUP($D892,'DER Output'!$S$18:$W$41,5,FALSE))","v":0.57498529407079435},{"$f":"IF($C892=\"S\",VLOOKUP($D892,'DER Output'!$S$18:$W$41,4,FALSE),VLOOKUP($D892,'DER Output'!$S$18:$W$41,5,FALSE))","v":0.57498529407079435},{"$f":"IFERROR(IF(OR(C892=\"S\",C892=\"D\"),VLOOKUP(B892,'Seasonal Customer Count'!$B:$I,4,FALSE),IF(C892=\"W\",VLOOKUP(B892,'Seasonal Customer Count'!$B:$P,12,FALSE),\"Check\")),0)","v":0},{"$f":"IFERROR(IF(OR(C892=\"S\",C892=\"D\"),VLOOKUP(B892,'Seasonal Customer Count'!$B:$P,5,FALSE),IF(C892=\"W\",VLOOKUP(B892,'Seasonal Customer Count'!$B:$P,13,FALSE),\"Check\")),0)","v":0},{"$f":"IFERROR(IF(OR(C892=\"S\",C892=\"D\"),VLOOKUP(B892,'Seasonal Customer Count'!$B:$P,6,FALSE),IF(C892=\"W\",VLOOKUP(B892,'Seasonal Customer Count'!$B:$P,14,FALSE),\"Check\")),0)","v":0},{"$f":"IFERROR(IF(OR(C892=\"S\",C892=\"D\"),VLOOKUP(B892,'Seasonal Customer Count'!$B:$P,7,FALSE),IF(C892=\"W\",VLOOKUP(B892,'Seasonal Customer Count'!$B:$P,15,FALSE),\"Check\")),0)","v":0},{"$f":"IFERROR(IF(OR(C892=\"S\",C892=\"D\"),VLOOKUP(B892,'Seasonal Customer Count'!$B:$P,8,FALSE),IF(C892=\"W\",VLOOKUP(B892,'Seasonal Customer Count'!$B:$P,16,FALSE),\"Check\")),0)","v":0},{"$f":"Summary!$D$8*(K892*'Average Project Size'!$F$6+L892*'Average Project Size'!$F$7+M892*'Average Project Size'!$F$8+N892*'Average Project Size'!$F$10+O892*'Average Project Size'!$F$9)/1000","v":0},{"$f":"Summary!$D$8*(K892*F892*'Average Project Size'!$F$6+L892*G892*'Average Project Size'!$F$7+M892*H892*'Average Project Size'!$F$8+N892*I892*'Average Project Size'!$F$10+O892*J892*'Average Project Size'!$F$9)/1000","v":0}]
[null,{"$f":"'Peak Identification'!B891","v":"SMPT13"},{"$f":"'Peak Identification'!D891","v":"S"},{"$f":"'Peak Identification'!E891","v":13},{"$f":"VLOOKUP($D893,'DER Output'!$S$17:$X$41,6,FALSE)","v":0.3680214036441018},{"$f":"IF($C893=\"S\",VLOOKUP($D893,'DER Output'!$S$18:$W$41,2,FALSE),VLOOKUP($D893,'DER Output'!$S$18:$W$41,3,FALSE))","v":0.68995601564450493},{"$f":"IF($C893=\"S\",VLOOKUP($D893,'DER Output'!$S$18:$W$41,4,FALSE),VLOOKUP($D893,'DER Output'!$S$18:$W$41,5,FALSE))","v":0.68995601564450493},{"$f":"IF($C893=\"S\",VLOOKUP($D893,'DER Output'!$S$18:$W$41,4,FALSE),VLOOKUP($D893,'DER Output'!$S$18:$W$41,5,FALSE))","v":0.68995601564450493},{"$f":"IF($C893=\"S\",VLOOKUP($D893,'DER Output'!$S$18:$W$41,4,FALSE),VLOOKUP($D893,'DER Output'!$S$18:$W$41,5,FALSE))","v":0.68995601564450493},{"$f":"IF($C893=\"S\",VLOOKUP($D893,'DER Output'!$S$18:$W$41,4,FALSE),VLOOKUP($D893,'DER Output'!$S$18:$W$41,5,FALSE))","v":0.68995601564450493},{"$f":"IFERROR(IF(OR(C893=\"S\",C893=\"D\"),VLOOKUP(B893,'Seasonal Customer Count'!$B:$I,4,FALSE),IF(C893=\"W\",VLOOKUP(B893,'Seasonal Customer Count'!$B:$P,12,FALSE),\"Check\")),0)","v":0},{"$f":"IFERROR(IF(OR(C893=\"S\",C893=\"D\"),VLOOKUP(B893,'Seasonal Customer Count'!$B:$P,5,FALSE),IF(C893=\"W\",VLOOKUP(B893,'Seasonal Customer Count'!$B:$P,13,FALSE),\"Check\")),0)","v":0},{"$f":"IFERROR(IF(OR(C893=\"S\",C893=\"D\"),VLOOKUP(B893,'Seasonal Customer Count'!$B:$P,6,FALSE),IF(C893=\"W\",VLOOKUP(B893,'Seasonal Customer Count'!$B:$P,14,FALSE),\"Check\")),0)","v":0},{"$f":"IFERROR(IF(OR(C893=\"S\",C893=\"D\"),VLOOKUP(B893,'Seasonal Customer Count'!$B:$P,7,FALSE),IF(C893=\"W\",VLOOKUP(B893,'Seasonal Customer Count'!$B:$P,15,FALSE),\"Check\")),0)","v":0},{"$f":"IFERROR(IF(OR(C893=\"S\",C893=\"D\"),VLOOKUP(B893,'Seasonal Customer Count'!$B:$P,8,FALSE),IF(C893=\"W\",VLOOKUP(B893,'Seasonal Customer Count'!$B:$P,16,FALSE),\"Check\")),0)","v":0},{"$f":"Summary!$D$8*(K893*'Average Project Size'!$F$6+L893*'Average Project Size'!$F$7+M893*'Average Project Size'!$F$8+N893*'Average Project Size'!$F$10+O893*'Average Project Size'!$F$9)/1000","v":0},{"$f":"Summary!$D$8*(K893*F893*'Average Project Size'!$F$6+L893*G893*'Average Project Size'!$F$7+M893*H893*'Average Project Size'!$F$8+N893*I893*'Average Project Size'!$F$10+O893*J893*'Average Project Size'!$F$9)/1000","v":0}]
[null,{"$f":"'Peak Identification'!B892","v":"SMPT14"},{"$f":"'Peak Identification'!D892","v":"S"},{"$f":"'Peak Identification'!E892","v":18},{"$f":"VLOOKUP($D894,'DER Output'!$S$17:$X$41,6,FALSE)","v":0.16032398020038169},{"$f":"IF($C894=\"S\",VLOOKUP($D894,'DER Output'!$S$18:$W$41,2,FALSE),VLOOKUP($D894,'DER Output'!$S$18:$W$41,3,FALSE))","v":0.17224423800777711},{"$f":"IF($C894=\"S\",VLOOKUP($D894,'DER Output'!$S$18:$W$41,4,FALSE),VLOOKUP($D894,'DER Output'!$S$18:$W$41,5,FALSE))","v":0.17224423800777711},{"$f":"IF($C894=\"S\",VLOOKUP($D894,'DER Output'!$S$18:$W$41,4,FALSE),VLOOKUP($D894,'DER Output'!$S$18:$W$41,5,FALSE))","v":0.17224423800777711},{"$f":"IF($C894=\"S\",VLOOKUP($D894,'DER Output'!$S$18:$W$41,4,FALSE),VLOOKUP($D894,'DER Output'!$S$18:$W$41,5,FALSE))","v":0.17224423800777711},{"$f":"IF($C894=\"S\",VLOOKUP($D894,'DER Output'!$S$18:$W$41,4,FALSE),VLOOKUP($D894,'DER Output'!$S$18:$W$41,5,FALSE))","v":0.17224423800777711},{"$f":"IFERROR(IF(OR(C894=\"S\",C894=\"D\"),VLOOKUP(B894,'Seasonal Customer Count'!$B:$I,4,FALSE),IF(C894=\"W\",VLOOKUP(B894,'Seasonal Customer Count'!$B:$P,12,FALSE),\"Check\")),0)","v":0},{"$f":"IFERROR(IF(OR(C894=\"S\",C894=\"D\"),VLOOKUP(B894,'Seasonal Customer Count'!$B:$P,5,FALSE),IF(C894=\"W\",VLOOKUP(B894,'Seasonal Customer Count'!$B:$P,13,FALSE),\"Check\")),0)","v":0},{"$f":"IFERROR(IF(OR(C894=\"S\",C894=\"D\"),VLOOKUP(B894,'Seasonal Customer Count'!$B:$P,6,FALSE),IF(C894=\"W\",VLOOKUP(B894,'Seasonal Customer Count'!$B:$P,14,FALSE),\"Check\")),0)","v":0},{"$f":"IFERROR(IF(OR(C894=\"S\",C894=\"D\"),VLOOKUP(B894,'Seasonal Customer Count'!$B:$P,7,FALSE),IF(C894=\"W\",VLOOKUP(B894,'Seasonal Customer Count'!$B:$P,15,FALSE),\"Check\")),0)","v":0},{"$f":"IFERROR(IF(OR(C894=\"S\",C894=\"D\"),VLOOKUP(B894,'Seasonal Customer Count'!$B:$P,8,FALSE),IF(C894=\"W\",VLOOKUP(B894,'Seasonal Customer Count'!$B:$P,16,FALSE),\"Check\")),0)","v":0},{"$f":"Summary!$D$8*(K894*'Average Project Size'!$F$6+L894*'Average Project Size'!$F$7+M894*'Average Project Size'!$F$8+N894*'Average Project Size'!$F$10+O894*'Average Project Size'!$F$9)/1000","v":0},{"$f":"Summary!$D$8*(K894*F894*'Average Project Size'!$F$6+L894*G894*'Average Project Size'!$F$7+M894*H894*'Average Project Size'!$F$8+N894*I894*'Average Project Size'!$F$10+O894*J894*'Average Project Size'!$F$9)/1000","v":0}]
[null,{"$f":"'Peak Identification'!B893","v":"SMPT T-131"},{"$f":"'Peak Identification'!D893","v":"S"},{"$f":"'Peak Identification'!E893","v":15},{"$f":"VLOOKUP($D895,'DER Output'!$S$17:$X$41,6,FALSE)","v":0.24675324675324678},{"$f":"IF($C895=\"S\",VLOOKUP($D895,'DER Output'!$S$18:$W$41,2,FALSE),VLOOKUP($D895,'DER Output'!$S$18:$W$41,3,FALSE))","v":0.57498529407079435},{"$f":"IF($C895=\"S\",VLOOKUP($D895,'DER Output'!$S$18:$W$41,4,FALSE),VLOOKUP($D895,'DER Output'!$S$18:$W$41,5,FALSE))","v":0.57498529407079435},{"$f":"IF($C895=\"S\",VLOOKUP($D895,'DER Output'!$S$18:$W$41,4,FALSE),VLOOKUP($D895,'DER Output'!$S$18:$W$41,5,FALSE))","v":0.57498529407079435},{"$f":"IF($C895=\"S\",VLOOKUP($D895,'DER Output'!$S$18:$W$41,4,FALSE),VLOOKUP($D895,'DER Output'!$S$18:$W$41,5,FALSE))","v":0.57498529407079435},{"$f":"IF($C895=\"S\",VLOOKUP($D895,'DER Output'!$S$18:$W$41,4,FALSE),VLOOKUP($D895,'DER Output'!$S$18:$W$41,5,FALSE))","v":0.57498529407079435},{"$f":"IFERROR(IF(OR(C895=\"S\",C895=\"D\"),VLOOKUP(B895,'Seasonal Customer Count'!$B:$I,4,FALSE),IF(C895=\"W\",VLOOKUP(B895,'Seasonal Customer Count'!$B:$P,12,FALSE),\"Check\")),0)","v":0},{"$f":"IFERROR(IF(OR(C895=\"S\",C895=\"D\"),VLOOKUP(B895,'Seasonal Customer Count'!$B:$P,5,FALSE),IF(C895=\"W\",VLOOKUP(B895,'Seasonal Customer Count'!$B:$P,13,FALSE),\"Check\")),0)","v":0},{"$f":"IFERROR(IF(OR(C895=\"S\",C895=\"D\"),VLOOKUP(B895,'Seasonal Customer Count'!$B:$P,6,FALSE),IF(C895=\"W\",VLOOKUP(B895,'Seasonal Customer Count'!$B:$P,14,FALSE),\"Check\")),0)","v":0},{"$f":"IFERROR(IF(OR(C895=\"S\",C895=\"D\"),VLOOKUP(B895,'Seasonal Customer Count'!$B:$P,7,FALSE),IF(C895=\"W\",VLOOKUP(B895,'Seasonal Customer Count'!$B:$P,15,FALSE),\"Check\")),0)","v":0},{"$f":"IFERROR(IF(OR(C895=\"S\",C895=\"D\"),VLOOKUP(B895,'Seasonal Customer Count'!$B:$P,8,FALSE),IF(C895=\"W\",VLOOKUP(B895,'Seasonal Customer Count'!$B:$P,16,FALSE),\"Check\")),0)","v":0},{"$f":"Summary!$D$8*(K895*'Average Project Size'!$F$6+L895*'Average Project Size'!$F$7+M895*'Average Project Size'!$F$8+N895*'Average Project Size'!$F$10+O895*'Average Project Size'!$F$9)/1000","v":0},{"$f":"Summary!$D$8*(K895*F895*'Average Project Size'!$F$6+L895*G895*'Average Project Size'!$F$7+M895*H895*'Average Project Size'!$F$8+N895*I895*'Average Project Size'!$F$10+O895*J895*'Average Project Size'!$F$9)/1000","v":0}]
[null,{"$f":"'Peak Identification'!B894","v":"SMPT T-132"},{"$f":"'Peak Identification'!D894","v":"S"},{"$f":"'Peak Identification'!E894","v":15},{"$f":"VLOOKUP($D896,'DER Output'!$S$17:$X$41,6,FALSE)","v":0.24675324675324678},{"$f":"IF($C896=\"S\",VLOOKUP($D896,'DER Output'!$S$18:$W$41,2,FALSE),VLOOKUP($D896,'DER Output'!$S$18:$W$41,3,FALSE))","v":0.57498529407079435},{"$f":"IF($C896=\"S\",VLOOKUP($D896,'DER Output'!$S$18:$W$41,4,FALSE),VLOOKUP($D896,'DER Output'!$S$18:$W$41,5,FALSE))","v":0.57498529407079435},{"$f":"IF($C896=\"S\",VLOOKUP($D896,'DER Output'!$S$18:$W$41,4,FALSE),VLOOKUP($D896,'DER Output'!$S$18:$W$41,5,FALSE))","v":0.57498529407079435},{"$f":"IF($C896=\"S\",VLOOKUP($D896,'DER Output'!$S$18:$W$41,4,FALSE),VLOOKUP($D896,'DER Output'!$S$18:$W$41,5,FALSE))","v":0.57498529407079435},{"$f":"IF($C896=\"S\",VLOOKUP($D896,'DER Output'!$S$18:$W$41,4,FALSE),VLOOKUP($D896,'DER Output'!$S$18:$W$41,5,FALSE))","v":0.57498529407079435},{"$f":"IFERROR(IF(OR(C896=\"S\",C896=\"D\"),VLOOKUP(B896,'Seasonal Customer Count'!$B:$I,4,FALSE),IF(C896=\"W\",VLOOKUP(B896,'Seasonal Customer Count'!$B:$P,12,FALSE),\"Check\")),0)","v":0},{"$f":"IFERROR(IF(OR(C896=\"S\",C896=\"D\"),VLOOKUP(B896,'Seasonal Customer Count'!$B:$P,5,FALSE),IF(C896=\"W\",VLOOKUP(B896,'Seasonal Customer Count'!$B:$P,13,FALSE),\"Check\")),0)","v":0},{"$f":"IFERROR(IF(OR(C896=\"S\",C896=\"D\"),VLOOKUP(B896,'Seasonal Customer Count'!$B:$P,6,FALSE),IF(C896=\"W\",VLOOKUP(B896,'Seasonal Customer Count'!$B:$P,14,FALSE),\"Check\")),0)","v":0},{"$f":"IFERROR(IF(OR(C896=\"S\",C896=\"D\"),VLOOKUP(B896,'Seasonal Customer Count'!$B:$P,7,FALSE),IF(C896=\"W\",VLOOKUP(B896,'Seasonal Customer Count'!$B:$P,15,FALSE),\"Check\")),0)","v":0},{"$f":"IFERROR(IF(OR(C896=\"S\",C896=\"D\"),VLOOKUP(B896,'Seasonal Customer Count'!$B:$P,8,FALSE),IF(C896=\"W\",VLOOKUP(B896,'Seasonal Customer Count'!$B:$P,16,FALSE),\"Check\")),0)","v":0},{"$f":"Summary!$D$8*(K896*'Average Project Size'!$F$6+L896*'Average Project Size'!$F$7+M896*'Average Project Size'!$F$8+N896*'Average Project Size'!$F$10+O896*'Average Project Size'!$F$9)/1000","v":0},{"$f":"Summary!$D$8*(K896*F896*'Average Project Size'!$F$6+L896*G896*'Average Project Size'!$F$7+M896*H896*'Average Project Size'!$F$8+N896*I896*'Average Project Size'!$F$10+O896*J896*'Average Project Size'!$F$9)/1000","v":0}]
[null,{"$f":"'Peak Identification'!B895","v":"SOPK11"},{"$f":"'Peak Identification'!D895","v":"W"},{"$f":"'Peak Identification'!E895","v":8},{"$f":"VLOOKUP($D897,'DER Output'!$S$17:$X$41,6,FALSE)","v":0},{"$f":"IF($C897=\"S\",VLOOKUP($D897,'DER Output'!$S$18:$W$41,2,FALSE),VLOOKUP($D897,'DER Output'!$S$18:$W$41,3,FALSE))","v":2.4357194050013426E-2},{"$f":"IF($C897=\"S\",VLOOKUP($D897,'DER Output'!$S$18:$W$41,4,FALSE),VLOOKUP($D897,'DER Output'!$S$18:$W$41,5,FALSE))","v":2.4357194050013426E-2},{"$f":"IF($C897=\"S\",VLOOKUP($D897,'DER Output'!$S$18:$W$41,4,FALSE),VLOOKUP($D897,'DER Output'!$S$18:$W$41,5,FALSE))","v":2.4357194050013426E-2},{"$f":"IF($C897=\"S\",VLOOKUP($D897,'DER Output'!$S$18:$W$41,4,FALSE),VLOOKUP($D897,'DER Output'!$S$18:$W$41,5,FALSE))","v":2.4357194050013426E-2},{"$f":"IF($C897=\"S\",VLOOKUP($D897,'DER Output'!$S$18:$W$41,4,FALSE),VLOOKUP($D897,'DER Output'!$S$18:$W$41,5,FALSE))","v":2.4357194050013426E-2},{"$f":"IFERROR(IF(OR(C897=\"S\",C897=\"D\"),VLOOKUP(B897,'Seasonal Customer Count'!$B:$I,4,FALSE),IF(C897=\"W\",VLOOKUP(B897,'Seasonal Customer Count'!$B:$P,12,FALSE),\"Check\")),0)","v":2},{"$f":"IFERROR(IF(OR(C897=\"S\",C897=\"D\"),VLOOKUP(B897,'Seasonal Customer Count'!$B:$P,5,FALSE),IF(C897=\"W\",VLOOKUP(B897,'Seasonal Customer Count'!$B:$P,13,FALSE),\"Check\")),0)","v":6},{"$f":"IFERROR(IF(OR(C897=\"S\",C897=\"D\"),VLOOKUP(B897,'Seasonal Customer Count'!$B:$P,6,FALSE),IF(C897=\"W\",VLOOKUP(B897,'Seasonal Customer Count'!$B:$P,14,FALSE),\"Check\")),0)","v":0},{"$f":"IFERROR(IF(OR(C897=\"S\",C897=\"D\"),VLOOKUP(B897,'Seasonal Customer Count'!$B:$P,7,FALSE),IF(C897=\"W\",VLOOKUP(B897,'Seasonal Customer Count'!$B:$P,15,FALSE),\"Check\")),0)","v":7},{"$f":"IFERROR(IF(OR(C897=\"S\",C897=\"D\"),VLOOKUP(B897,'Seasonal Customer Count'!$B:$P,8,FALSE),IF(C897=\"W\",VLOOKUP(B897,'Seasonal Customer Count'!$B:$P,16,FALSE),\"Check\")),0)","v":0},{"$f":"Summary!$D$8*(K897*'Average Project Size'!$F$6+L897*'Average Project Size'!$F$7+M897*'Average Project Size'!$F$8+N897*'Average Project Size'!$F$10+O897*'Average Project Size'!$F$9)/1000","v":2.1068152752376369E-2},{"$f":"Summary!$D$8*(K897*F897*'Average Project Size'!$F$6+L897*G897*'Average Project Size'!$F$7+M897*H897*'Average Project Size'!$F$8+N897*I897*'Average Project Size'!$F$10+O897*J897*'Average Project Size'!$F$9)/1000","v":5.1316108486495571E-4}]
[null,{"$f":"'Peak Identification'!B896","v":"SOPK12"},{"$f":"'Peak Identification'!D896","v":"W"},{"$f":"'Peak Identification'!E896","v":7},{"$f":"VLOOKUP($D898,'DER Output'!$S$17:$X$41,6,FALSE)","v":0},{"$f":"IF($C898=\"S\",VLOOKUP($D898,'DER Output'!$S$18:$W$41,2,FALSE),VLOOKUP($D898,'DER Output'!$S$18:$W$41,3,FALSE))","v":1.6354374218706029E-3},{"$f":"IF($C898=\"S\",VLOOKUP($D898,'DER Output'!$S$18:$W$41,4,FALSE),VLOOKUP($D898,'DER Output'!$S$18:$W$41,5,FALSE))","v":1.6354374218706029E-3},{"$f":"IF($C898=\"S\",VLOOKUP($D898,'DER Output'!$S$18:$W$41,4,FALSE),VLOOKUP($D898,'DER Output'!$S$18:$W$41,5,FALSE))","v":1.6354374218706029E-3},{"$f":"IF($C898=\"S\",VLOOKUP($D898,'DER Output'!$S$18:$W$41,4,FALSE),VLOOKUP($D898,'DER Output'!$S$18:$W$41,5,FALSE))","v":1.6354374218706029E-3},{"$f":"IF($C898=\"S\",VLOOKUP($D898,'DER Output'!$S$18:$W$41,4,FALSE),VLOOKUP($D898,'DER Output'!$S$18:$W$41,5,FALSE))","v":1.6354374218706029E-3},{"$f":"IFERROR(IF(OR(C898=\"S\",C898=\"D\"),VLOOKUP(B898,'Seasonal Customer Count'!$B:$I,4,FALSE),IF(C898=\"W\",VLOOKUP(B898,'Seasonal Customer Count'!$B:$P,12,FALSE),\"Check\")),0)","v":0},{"$f":"IFERROR(IF(OR(C898=\"S\",C898=\"D\"),VLOOKUP(B898,'Seasonal Customer Count'!$B:$P,5,FALSE),IF(C898=\"W\",VLOOKUP(B898,'Seasonal Customer Count'!$B:$P,13,FALSE),\"Check\")),0)","v":1},{"$f":"IFERROR(IF(OR(C898=\"S\",C898=\"D\"),VLOOKUP(B898,'Seasonal Customer Count'!$B:$P,6,FALSE),IF(C898=\"W\",VLOOKUP(B898,'Seasonal Customer Count'!$B:$P,14,FALSE),\"Check\")),0)","v":0},{"$f":"IFERROR(IF(OR(C898=\"S\",C898=\"D\"),VLOOKUP(B898,'Seasonal Customer Count'!$B:$P,7,FALSE),IF(C898=\"W\",VLOOKUP(B898,'Seasonal Customer Count'!$B:$P,15,FALSE),\"Check\")),0)","v":0},{"$f":"IFERROR(IF(OR(C898=\"S\",C898=\"D\"),VLOOKUP(B898,'Seasonal Customer Count'!$B:$P,8,FALSE),IF(C898=\"W\",VLOOKUP(B898,'Seasonal Customer Count'!$B:$P,16,FALSE),\"Check\")),0)","v":0},{"$f":"Summary!$D$8*(K898*'Average Project Size'!$F$6+L898*'Average Project Size'!$F$7+M898*'Average Project Size'!$F$8+N898*'Average Project Size'!$F$10+O898*'Average Project Size'!$F$9)/1000","v":7.3346805077760004E-5},{"$f":"Summary!$D$8*(K898*F898*'Average Project Size'!$F$6+L898*G898*'Average Project Size'!$F$7+M898*H898*'Average Project Size'!$F$8+N898*I898*'Average Project Size'!$F$10+O898*J898*'Average Project Size'!$F$9)/1000","v":1.1995410979881746E-7}]
[null,{"$f":"'Peak Identification'!B897","v":"SOPK T-051"},{"$f":"'Peak Identification'!D897","v":"W"},{"$f":"'Peak Identification'!E897","v":7},{"$f":"VLOOKUP($D899,'DER Output'!$S$17:$X$41,6,FALSE)","v":0},{"$f":"IF($C899=\"S\",VLOOKUP($D899,'DER Output'!$S$18:$W$41,2,FALSE),VLOOKUP($D899,'DER Output'!$S$18:$W$41,3,FALSE))","v":1.6354374218706029E-3},{"$f":"IF($C899=\"S\",VLOOKUP($D899,'DER Output'!$S$18:$W$41,4,FALSE),VLOOKUP($D899,'DER Output'!$S$18:$W$41,5,FALSE))","v":1.6354374218706029E-3},{"$f":"IF($C899=\"S\",VLOOKUP($D899,'DER Output'!$S$18:$W$41,4,FALSE),VLOOKUP($D899,'DER Output'!$S$18:$W$41,5,FALSE))","v":1.6354374218706029E-3},{"$f":"IF($C899=\"S\",VLOOKUP($D899,'DER Output'!$S$18:$W$41,4,FALSE),VLOOKUP($D899,'DER Output'!$S$18:$W$41,5,FALSE))","v":1.6354374218706029E-3},{"$f":"IF($C899=\"S\",VLOOKUP($D899,'DER Output'!$S$18:$W$41,4,FALSE),VLOOKUP($D899,'DER Output'!$S$18:$W$41,5,FALSE))","v":1.6354374218706029E-3},{"$f":"IFERROR(IF(OR(C899=\"S\",C899=\"D\"),VLOOKUP(B899,'Seasonal Customer Count'!$B:$I,4,FALSE),IF(C899=\"W\",VLOOKUP(B899,'Seasonal Customer Count'!$B:$P,12,FALSE),\"Check\")),0)","v":0},{"$f":"IFERROR(IF(OR(C899=\"S\",C899=\"D\"),VLOOKUP(B899,'Seasonal Customer Count'!$B:$P,5,FALSE),IF(C899=\"W\",VLOOKUP(B899,'Seasonal Customer Count'!$B:$P,13,FALSE),\"Check\")),0)","v":1},{"$f":"IFERROR(IF(OR(C899=\"S\",C899=\"D\"),VLOOKUP(B899,'Seasonal Customer Count'!$B:$P,6,FALSE),IF(C899=\"W\",VLOOKUP(B899,'Seasonal Customer Count'!$B:$P,14,FALSE),\"Check\")),0)","v":0},{"$f":"IFERROR(IF(OR(C899=\"S\",C899=\"D\"),VLOOKUP(B899,'Seasonal Customer Count'!$B:$P,7,FALSE),IF(C899=\"W\",VLOOKUP(B899,'Seasonal Customer Count'!$B:$P,15,FALSE),\"Check\")),0)","v":0},{"$f":"IFERROR(IF(OR(C899=\"S\",C899=\"D\"),VLOOKUP(B899,'Seasonal Customer Count'!$B:$P,8,FALSE),IF(C899=\"W\",VLOOKUP(B899,'Seasonal Customer Count'!$B:$P,16,FALSE),\"Check\")),0)","v":0},{"$f":"Summary!$D$8*(K899*'Average Project Size'!$F$6+L899*'Average Project Size'!$F$7+M899*'Average Project Size'!$F$8+N899*'Average Project Size'!$F$10+O899*'Average Project Size'!$F$9)/1000","v":7.3346805077760004E-5},{"$f":"Summary!$D$8*(K899*F899*'Average Project Size'!$F$6+L899*G899*'Average Project Size'!$F$7+M899*H899*'Average Project Size'!$F$8+N899*I899*'Average Project Size'!$F$10+O899*J899*'Average Project Size'!$F$9)/1000","v":1.1995410979881746E-7}]
[null,{"$f":"'Peak Identification'!B898","v":"SPVY11"},{"$f":"'Peak Identification'!D898","v":"S"},{"$f":"'Peak Identification'!E898","v":18},{"$f":"VLOOKUP($D900,'DER Output'!$S$17:$X$41,6,FALSE)","v":0.16032398020038169},{"$f":"IF($C900=\"S\",VLOOKUP($D900,'DER Output'!$S$18:$W$41,2,FALSE),VLOOKUP($D900,'DER Output'!$S$18:$W$41,3,FALSE))","v":0.17224423800777711},{"$f":"IF($C900=\"S\",VLOOKUP($D900,'DER Output'!$S$18:$W$41,4,FALSE),VLOOKUP($D900,'DER Output'!$S$18:$W$41,5,FALSE))","v":0.17224423800777711},{"$f":"IF($C900=\"S\",VLOOKUP($D900,'DER Output'!$S$18:$W$41,4,FALSE),VLOOKUP($D900,'DER Output'!$S$18:$W$41,5,FALSE))","v":0.17224423800777711},{"$f":"IF($C900=\"S\",VLOOKUP($D900,'DER Output'!$S$18:$W$41,4,FALSE),VLOOKUP($D900,'DER Output'!$S$18:$W$41,5,FALSE))","v":0.17224423800777711},{"$f":"IF($C900=\"S\",VLOOKUP($D900,'DER Output'!$S$18:$W$41,4,FALSE),VLOOKUP($D900,'DER Output'!$S$18:$W$41,5,FALSE))","v":0.17224423800777711},{"$f":"IFERROR(IF(OR(C900=\"S\",C900=\"D\"),VLOOKUP(B900,'Seasonal Customer Count'!$B:$I,4,FALSE),IF(C900=\"W\",VLOOKUP(B900,'Seasonal Customer Count'!$B:$P,12,FALSE),\"Check\")),0)","v":551},{"$f":"IFERROR(IF(OR(C900=\"S\",C900=\"D\"),VLOOKUP(B900,'Seasonal Customer Count'!$B:$P,5,FALSE),IF(C900=\"W\",VLOOKUP(B900,'Seasonal Customer Count'!$B:$P,13,FALSE),\"Check\")),0)","v":8},{"$f":"IFERROR(IF(OR(C900=\"S\",C900=\"D\"),VLOOKUP(B900,'Seasonal Customer Count'!$B:$P,6,FALSE),IF(C900=\"W\",VLOOKUP(B900,'Seasonal Customer Count'!$B:$P,14,FALSE),\"Check\")),0)","v":13},{"$f":"IFERROR(IF(OR(C900=\"S\",C900=\"D\"),VLOOKUP(B900,'Seasonal Customer Count'!$B:$P,7,FALSE),IF(C900=\"W\",VLOOKUP(B900,'Seasonal Customer Count'!$B:$P,15,FALSE),\"Check\")),0)","v":0},{"$f":"IFERROR(IF(OR(C900=\"S\",C900=\"D\"),VLOOKUP(B900,'Seasonal Customer Count'!$B:$P,8,FALSE),IF(C900=\"W\",VLOOKUP(B900,'Seasonal Customer Count'!$B:$P,16,FALSE),\"Check\")),0)","v":0},{"$f":"Summary!$D$8*(K900*'Average Project Size'!$F$6+L900*'Average Project Size'!$F$7+M900*'Average Project Size'!$F$8+N900*'Average Project Size'!$F$10+O900*'Average Project Size'!$F$9)/1000","v":2.4723355234599769E-2},{"$f":"Summary!$D$8*(K900*F900*'Average Project Size'!$F$6+L900*G900*'Average Project Size'!$F$7+M900*H900*'Average Project Size'!$F$8+N900*I900*'Average Project Size'!$F$10+O900*J900*'Average Project Size'!$F$9)/1000","v":4.2584554833792251E-3}]
[null,{"$f":"'Peak Identification'!B899","v":"SPVY T-131"},{"$f":"'Peak Identification'!D899","v":"S"},{"$f":"'Peak Identification'!E899","v":18},{"$f":"VLOOKUP($D901,'DER Output'!$S$17:$X$41,6,FALSE)","v":0.16032398020038169},{"$f":"IF($C901=\"S\",VLOOKUP($D901,'DER Output'!$S$18:$W$41,2,FALSE),VLOOKUP($D901,'DER Output'!$S$18:$W$41,3,FALSE))","v":0.17224423800777711},{"$f":"IF($C901=\"S\",VLOOKUP($D901,'DER Output'!$S$18:$W$41,4,FALSE),VLOOKUP($D901,'DER Output'!$S$18:$W$41,5,FALSE))","v":0.17224423800777711},{"$f":"IF($C901=\"S\",VLOOKUP($D901,'DER Output'!$S$18:$W$41,4,FALSE),VLOOKUP($D901,'DER Output'!$S$18:$W$41,5,FALSE))","v":0.17224423800777711},{"$f":"IF($C901=\"S\",VLOOKUP($D901,'DER Output'!$S$18:$W$41,4,FALSE),VLOOKUP($D901,'DER Output'!$S$18:$W$41,5,FALSE))","v":0.17224423800777711},{"$f":"IF($C901=\"S\",VLOOKUP($D901,'DER Output'!$S$18:$W$41,4,FALSE),VLOOKUP($D901,'DER Output'!$S$18:$W$41,5,FALSE))","v":0.17224423800777711},{"$f":"IFERROR(IF(OR(C901=\"S\",C901=\"D\"),VLOOKUP(B901,'Seasonal Customer Count'!$B:$I,4,FALSE),IF(C901=\"W\",VLOOKUP(B901,'Seasonal Customer Count'!$B:$P,12,FALSE),\"Check\")),0)","v":551},{"$f":"IFERROR(IF(OR(C901=\"S\",C901=\"D\"),VLOOKUP(B901,'Seasonal Customer Count'!$B:$P,5,FALSE),IF(C901=\"W\",VLOOKUP(B901,'Seasonal Customer Count'!$B:$P,13,FALSE),\"Check\")),0)","v":8},{"$f":"IFERROR(IF(OR(C901=\"S\",C901=\"D\"),VLOOKUP(B901,'Seasonal Customer Count'!$B:$P,6,FALSE),IF(C901=\"W\",VLOOKUP(B901,'Seasonal Customer Count'!$B:$P,14,FALSE),\"Check\")),0)","v":13},{"$f":"IFERROR(IF(OR(C901=\"S\",C901=\"D\"),VLOOKUP(B901,'Seasonal Customer Count'!$B:$P,7,FALSE),IF(C901=\"W\",VLOOKUP(B901,'Seasonal Customer Count'!$B:$P,15,FALSE),\"Check\")),0)","v":0},{"$f":"IFERROR(IF(OR(C901=\"S\",C901=\"D\"),VLOOKUP(B901,'Seasonal Customer Count'!$B:$P,8,FALSE),IF(C901=\"W\",VLOOKUP(B901,'Seasonal Customer Count'!$B:$P,16,FALSE),\"Check\")),0)","v":0},{"$f":"Summary!$D$8*(K901*'Average Project Size'!$F$6+L901*'Average Project Size'!$F$7+M901*'Average Project Size'!$F$8+N901*'Average Project Size'!$F$10+O901*'Average Project Size'!$F$9)/1000","v":2.4723355234599769E-2},{"$f":"Summary!$D$8*(K901*F901*'Average Project Size'!$F$6+L901*G901*'Average Project Size'!$F$7+M901*H901*'Average Project Size'!$F$8+N901*I901*'Average Project Size'!$F$10+O901*J901*'Average Project Size'!$F$9)/1000","v":4.2584554833792251E-3}]
[null,{"$f":"'Peak Identification'!B900","v":"SRCK1"},{"$f":"'Peak Identification'!D900","v":"S"},{"$f":"'Peak Identification'!E900","v":23},{"$f":"VLOOKUP($D902,'DER Output'!$S$17:$X$41,6,FALSE)","v":0},{"$f":"IF($C902=\"S\",VLOOKUP($D902,'DER Output'!$S$18:$W$41,2,FALSE),VLOOKUP($D902,'DER Output'!$S$18:$W$41,3,FALSE))","v":4.7743369662855371E-4},{"$f":"IF($C902=\"S\",VLOOKUP($D902,'DER Output'!$S$18:$W$41,4,FALSE),VLOOKUP($D902,'DER Output'!$S$18:$W$41,5,FALSE))","v":4.7743369662855371E-4},{"$f":"IF($C902=\"S\",VLOOKUP($D902,'DER Output'!$S$18:$W$41,4,FALSE),VLOOKUP($D902,'DER Output'!$S$18:$W$41,5,FALSE))","v":4.7743369662855371E-4},{"$f":"IF($C902=\"S\",VLOOKUP($D902,'DER Output'!$S$18:$W$41,4,FALSE),VLOOKUP($D902,'DER Output'!$S$18:$W$41,5,FALSE))","v":4.7743369662855371E-4},{"$f":"IF($C902=\"S\",VLOOKUP($D902,'DER Output'!$S$18:$W$41,4,FALSE),VLOOKUP($D902,'DER Output'!$S$18:$W$41,5,FALSE))","v":4.7743369662855371E-4},{"$f":"IFERROR(IF(OR(C902=\"S\",C902=\"D\"),VLOOKUP(B902,'Seasonal Customer Count'!$B:$I,4,FALSE),IF(C902=\"W\",VLOOKUP(B902,'Seasonal Customer Count'!$B:$P,12,FALSE),\"Check\")),0)","v":0},{"$f":"IFERROR(IF(OR(C902=\"S\",C902=\"D\"),VLOOKUP(B902,'Seasonal Customer Count'!$B:$P,5,FALSE),IF(C902=\"W\",VLOOKUP(B902,'Seasonal Customer Count'!$B:$P,13,FALSE),\"Check\")),0)","v":0},{"$f":"IFERROR(IF(OR(C902=\"S\",C902=\"D\"),VLOOKUP(B902,'Seasonal Customer Count'!$B:$P,6,FALSE),IF(C902=\"W\",VLOOKUP(B902,'Seasonal Customer Count'!$B:$P,14,FALSE),\"Check\")),0)","v":0},{"$f":"IFERROR(IF(OR(C902=\"S\",C902=\"D\"),VLOOKUP(B902,'Seasonal Customer Count'!$B:$P,7,FALSE),IF(C902=\"W\",VLOOKUP(B902,'Seasonal Customer Count'!$B:$P,15,FALSE),\"Check\")),0)","v":0},{"$f":"IFERROR(IF(OR(C902=\"S\",C902=\"D\"),VLOOKUP(B902,'Seasonal Customer Count'!$B:$P,8,FALSE),IF(C902=\"W\",VLOOKUP(B902,'Seasonal Customer Count'!$B:$P,16,FALSE),\"Check\")),0)","v":0},{"$f":"Summary!$D$8*(K902*'Average Project Size'!$F$6+L902*'Average Project Size'!$F$7+M902*'Average Project Size'!$F$8+N902*'Average Project Size'!$F$10+O902*'Average Project Size'!$F$9)/1000","v":0},{"$f":"Summary!$D$8*(K902*F902*'Average Project Size'!$F$6+L902*G902*'Average Project Size'!$F$7+M902*H902*'Average Project Size'!$F$8+N902*I902*'Average Project Size'!$F$10+O902*J902*'Average Project Size'!$F$9)/1000","v":0}]
[null,{"$f":"'Peak Identification'!B901","v":"SRCK2"},{"$f":"'Peak Identification'!D901","v":"S"},{"$f":"'Peak Identification'!E901","v":20},{"$f":"VLOOKUP($D903,'DER Output'!$S$17:$X$41,6,FALSE)","v":2.7072953014838841E-3},{"$f":"IF($C903=\"S\",VLOOKUP($D903,'DER Output'!$S$18:$W$41,2,FALSE),VLOOKUP($D903,'DER Output'!$S$18:$W$41,3,FALSE))","v":2.0294966704587497E-2},{"$f":"IF($C903=\"S\",VLOOKUP($D903,'DER Output'!$S$18:$W$41,4,FALSE),VLOOKUP($D903,'DER Output'!$S$18:$W$41,5,FALSE))","v":2.0294966704587497E-2},{"$f":"IF($C903=\"S\",VLOOKUP($D903,'DER Output'!$S$18:$W$41,4,FALSE),VLOOKUP($D903,'DER Output'!$S$18:$W$41,5,FALSE))","v":2.0294966704587497E-2},{"$f":"IF($C903=\"S\",VLOOKUP($D903,'DER Output'!$S$18:$W$41,4,FALSE),VLOOKUP($D903,'DER Output'!$S$18:$W$41,5,FALSE))","v":2.0294966704587497E-2},{"$f":"IF($C903=\"S\",VLOOKUP($D903,'DER Output'!$S$18:$W$41,4,FALSE),VLOOKUP($D903,'DER Output'!$S$18:$W$41,5,FALSE))","v":2.0294966704587497E-2},{"$f":"IFERROR(IF(OR(C903=\"S\",C903=\"D\"),VLOOKUP(B903,'Seasonal Customer Count'!$B:$I,4,FALSE),IF(C903=\"W\",VLOOKUP(B903,'Seasonal Customer Count'!$B:$P,12,FALSE),\"Check\")),0)","v":0},{"$f":"IFERROR(IF(OR(C903=\"S\",C903=\"D\"),VLOOKUP(B903,'Seasonal Customer Count'!$B:$P,5,FALSE),IF(C903=\"W\",VLOOKUP(B903,'Seasonal Customer Count'!$B:$P,13,FALSE),\"Check\")),0)","v":0},{"$f":"IFERROR(IF(OR(C903=\"S\",C903=\"D\"),VLOOKUP(B903,'Seasonal Customer Count'!$B:$P,6,FALSE),IF(C903=\"W\",VLOOKUP(B903,'Seasonal Customer Count'!$B:$P,14,FALSE),\"Check\")),0)","v":0},{"$f":"IFERROR(IF(OR(C903=\"S\",C903=\"D\"),VLOOKUP(B903,'Seasonal Customer Count'!$B:$P,7,FALSE),IF(C903=\"W\",VLOOKUP(B903,'Seasonal Customer Count'!$B:$P,15,FALSE),\"Check\")),0)","v":0},{"$f":"IFERROR(IF(OR(C903=\"S\",C903=\"D\"),VLOOKUP(B903,'Seasonal Customer Count'!$B:$P,8,FALSE),IF(C903=\"W\",VLOOKUP(B903,'Seasonal Customer Count'!$B:$P,16,FALSE),\"Check\")),0)","v":0},{"$f":"Summary!$D$8*(K903*'Average Project Size'!$F$6+L903*'Average Project Size'!$F$7+M903*'Average Project Size'!$F$8+N903*'Average Project Size'!$F$10+O903*'Average Project Size'!$F$9)/1000","v":0},{"$f":"Summary!$D$8*(K903*F903*'Average Project Size'!$F$6+L903*G903*'Average Project Size'!$F$7+M903*H903*'Average Project Size'!$F$8+N903*I903*'Average Project Size'!$F$10+O903*J903*'Average Project Size'!$F$9)/1000","v":0}]
[null,{"$f":"'Peak Identification'!B902","v":"SRCK3"},{"$f":"'Peak Identification'!D902","v":"S"},{"$f":"'Peak Identification'!E902","v":6},{"$f":"VLOOKUP($D904,'DER Output'!$S$17:$X$41,6,FALSE)","v":0},{"$f":"IF($C904=\"S\",VLOOKUP($D904,'DER Output'!$S$18:$W$41,2,FALSE),VLOOKUP($D904,'DER Output'!$S$18:$W$41,3,FALSE))","v":1.0277090635079995E-2},{"$f":"IF($C904=\"S\",VLOOKUP($D904,'DER Output'!$S$18:$W$41,4,FALSE),VLOOKUP($D904,'DER Output'!$S$18:$W$41,5,FALSE))","v":1.0277090635079995E-2},{"$f":"IF($C904=\"S\",VLOOKUP($D904,'DER Output'!$S$18:$W$41,4,FALSE),VLOOKUP($D904,'DER Output'!$S$18:$W$41,5,FALSE))","v":1.0277090635079995E-2},{"$f":"IF($C904=\"S\",VLOOKUP($D904,'DER Output'!$S$18:$W$41,4,FALSE),VLOOKUP($D904,'DER Output'!$S$18:$W$41,5,FALSE))","v":1.0277090635079995E-2},{"$f":"IF($C904=\"S\",VLOOKUP($D904,'DER Output'!$S$18:$W$41,4,FALSE),VLOOKUP($D904,'DER Output'!$S$18:$W$41,5,FALSE))","v":1.0277090635079995E-2},{"$f":"IFERROR(IF(OR(C904=\"S\",C904=\"D\"),VLOOKUP(B904,'Seasonal Customer Count'!$B:$I,4,FALSE),IF(C904=\"W\",VLOOKUP(B904,'Seasonal Customer Count'!$B:$P,12,FALSE),\"Check\")),0)","v":0},{"$f":"IFERROR(IF(OR(C904=\"S\",C904=\"D\"),VLOOKUP(B904,'Seasonal Customer Count'!$B:$P,5,FALSE),IF(C904=\"W\",VLOOKUP(B904,'Seasonal Customer Count'!$B:$P,13,FALSE),\"Check\")),0)","v":0},{"$f":"IFERROR(IF(OR(C904=\"S\",C904=\"D\"),VLOOKUP(B904,'Seasonal Customer Count'!$B:$P,6,FALSE),IF(C904=\"W\",VLOOKUP(B904,'Seasonal Customer Count'!$B:$P,14,FALSE),\"Check\")),0)","v":0},{"$f":"IFERROR(IF(OR(C904=\"S\",C904=\"D\"),VLOOKUP(B904,'Seasonal Customer Count'!$B:$P,7,FALSE),IF(C904=\"W\",VLOOKUP(B904,'Seasonal Customer Count'!$B:$P,15,FALSE),\"Check\")),0)","v":0},{"$f":"IFERROR(IF(OR(C904=\"S\",C904=\"D\"),VLOOKUP(B904,'Seasonal Customer Count'!$B:$P,8,FALSE),IF(C904=\"W\",VLOOKUP(B904,'Seasonal Customer Count'!$B:$P,16,FALSE),\"Check\")),0)","v":0},{"$f":"Summary!$D$8*(K904*'Average Project Size'!$F$6+L904*'Average Project Size'!$F$7+M904*'Average Project Size'!$F$8+N904*'Average Project Size'!$F$10+O904*'Average Project Size'!$F$9)/1000","v":0},{"$f":"Summary!$D$8*(K904*F904*'Average Project Size'!$F$6+L904*G904*'Average Project Size'!$F$7+M904*H904*'Average Project Size'!$F$8+N904*I904*'Average Project Size'!$F$10+O904*J904*'Average Project Size'!$F$9)/1000","v":0}]
[null,{"$f":"'Peak Identification'!B903","v":"SRCK4"},{"$f":"'Peak Identification'!D903","v":"S"},{"$f":"'Peak Identification'!E903","v":15},{"$f":"VLOOKUP($D905,'DER Output'!$S$17:$X$41,6,FALSE)","v":0.24675324675324678},{"$f":"IF($C905=\"S\",VLOOKUP($D905,'DER Output'!$S$18:$W$41,2,FALSE),VLOOKUP($D905,'DER Output'!$S$18:$W$41,3,FALSE))","v":0.57498529407079435},{"$f":"IF($C905=\"S\",VLOOKUP($D905,'DER Output'!$S$18:$W$41,4,FALSE),VLOOKUP($D905,'DER Output'!$S$18:$W$41,5,FALSE))","v":0.57498529407079435},{"$f":"IF($C905=\"S\",VLOOKUP($D905,'DER Output'!$S$18:$W$41,4,FALSE),VLOOKUP($D905,'DER Output'!$S$18:$W$41,5,FALSE))","v":0.57498529407079435},{"$f":"IF($C905=\"S\",VLOOKUP($D905,'DER Output'!$S$18:$W$41,4,FALSE),VLOOKUP($D905,'DER Output'!$S$18:$W$41,5,FALSE))","v":0.57498529407079435},{"$f":"IF($C905=\"S\",VLOOKUP($D905,'DER Output'!$S$18:$W$41,4,FALSE),VLOOKUP($D905,'DER Output'!$S$18:$W$41,5,FALSE))","v":0.57498529407079435},{"$f":"IFERROR(IF(OR(C905=\"S\",C905=\"D\"),VLOOKUP(B905,'Seasonal Customer Count'!$B:$I,4,FALSE),IF(C905=\"W\",VLOOKUP(B905,'Seasonal Customer Count'!$B:$P,12,FALSE),\"Check\")),0)","v":0},{"$f":"IFERROR(IF(OR(C905=\"S\",C905=\"D\"),VLOOKUP(B905,'Seasonal Customer Count'!$B:$P,5,FALSE),IF(C905=\"W\",VLOOKUP(B905,'Seasonal Customer Count'!$B:$P,13,FALSE),\"Check\")),0)","v":0},{"$f":"IFERROR(IF(OR(C905=\"S\",C905=\"D\"),VLOOKUP(B905,'Seasonal Customer Count'!$B:$P,6,FALSE),IF(C905=\"W\",VLOOKUP(B905,'Seasonal Customer Count'!$B:$P,14,FALSE),\"Check\")),0)","v":0},{"$f":"IFERROR(IF(OR(C905=\"S\",C905=\"D\"),VLOOKUP(B905,'Seasonal Customer Count'!$B:$P,7,FALSE),IF(C905=\"W\",VLOOKUP(B905,'Seasonal Customer Count'!$B:$P,15,FALSE),\"Check\")),0)","v":0},{"$f":"IFERROR(IF(OR(C905=\"S\",C905=\"D\"),VLOOKUP(B905,'Seasonal Customer Count'!$B:$P,8,FALSE),IF(C905=\"W\",VLOOKUP(B905,'Seasonal Customer Count'!$B:$P,16,FALSE),\"Check\")),0)","v":0},{"$f":"Summary!$D$8*(K905*'Average Project Size'!$F$6+L905*'Average Project Size'!$F$7+M905*'Average Project Size'!$F$8+N905*'Average Project Size'!$F$10+O905*'Average Project Size'!$F$9)/1000","v":0},{"$f":"Summary!$D$8*(K905*F905*'Average Project Size'!$F$6+L905*G905*'Average Project Size'!$F$7+M905*H905*'Average Project Size'!$F$8+N905*I905*'Average Project Size'!$F$10+O905*J905*'Average Project Size'!$F$9)/1000","v":0}]
[null,{"$f":"'Peak Identification'!B904","v":"SRCK41"},{"$f":"'Peak Identification'!D904","v":"S"},{"$f":"'Peak Identification'!E904","v":15},{"$f":"VLOOKUP($D906,'DER Output'!$S$17:$X$41,6,FALSE)","v":0.24675324675324678},{"$f":"IF($C906=\"S\",VLOOKUP($D906,'DER Output'!$S$18:$W$41,2,FALSE),VLOOKUP($D906,'DER Output'!$S$18:$W$41,3,FALSE))","v":0.57498529407079435},{"$f":"IF($C906=\"S\",VLOOKUP($D906,'DER Output'!$S$18:$W$41,4,FALSE),VLOOKUP($D906,'DER Output'!$S$18:$W$41,5,FALSE))","v":0.57498529407079435},{"$f":"IF($C906=\"S\",VLOOKUP($D906,'DER Output'!$S$18:$W$41,4,FALSE),VLOOKUP($D906,'DER Output'!$S$18:$W$41,5,FALSE))","v":0.57498529407079435},{"$f":"IF($C906=\"S\",VLOOKUP($D906,'DER Output'!$S$18:$W$41,4,FALSE),VLOOKUP($D906,'DER Output'!$S$18:$W$41,5,FALSE))","v":0.57498529407079435},{"$f":"IF($C906=\"S\",VLOOKUP($D906,'DER Output'!$S$18:$W$41,4,FALSE),VLOOKUP($D906,'DER Output'!$S$18:$W$41,5,FALSE))","v":0.57498529407079435},{"$f":"IFERROR(IF(OR(C906=\"S\",C906=\"D\"),VLOOKUP(B906,'Seasonal Customer Count'!$B:$I,4,FALSE),IF(C906=\"W\",VLOOKUP(B906,'Seasonal Customer Count'!$B:$P,12,FALSE),\"Check\")),0)","v":0},{"$f":"IFERROR(IF(OR(C906=\"S\",C906=\"D\"),VLOOKUP(B906,'Seasonal Customer Count'!$B:$P,5,FALSE),IF(C906=\"W\",VLOOKUP(B906,'Seasonal Customer Count'!$B:$P,13,FALSE),\"Check\")),0)","v":1},{"$f":"IFERROR(IF(OR(C906=\"S\",C906=\"D\"),VLOOKUP(B906,'Seasonal Customer Count'!$B:$P,6,FALSE),IF(C906=\"W\",VLOOKUP(B906,'Seasonal Customer Count'!$B:$P,14,FALSE),\"Check\")),0)","v":0},{"$f":"IFERROR(IF(OR(C906=\"S\",C906=\"D\"),VLOOKUP(B906,'Seasonal Customer Count'!$B:$P,7,FALSE),IF(C906=\"W\",VLOOKUP(B906,'Seasonal Customer Count'!$B:$P,15,FALSE),\"Check\")),0)","v":0},{"$f":"IFERROR(IF(OR(C906=\"S\",C906=\"D\"),VLOOKUP(B906,'Seasonal Customer Count'!$B:$P,8,FALSE),IF(C906=\"W\",VLOOKUP(B906,'Seasonal Customer Count'!$B:$P,16,FALSE),\"Check\")),0)","v":0},{"$f":"Summary!$D$8*(K906*'Average Project Size'!$F$6+L906*'Average Project Size'!$F$7+M906*'Average Project Size'!$F$8+N906*'Average Project Size'!$F$10+O906*'Average Project Size'!$F$9)/1000","v":7.3346805077760004E-5},{"$f":"Summary!$D$8*(K906*F906*'Average Project Size'!$F$6+L906*G906*'Average Project Size'!$F$7+M906*H906*'Average Project Size'!$F$8+N906*I906*'Average Project Size'!$F$10+O906*J906*'Average Project Size'!$F$9)/1000","v":4.217333428678907E-5}]
[null,{"$f":"'Peak Identification'!B905","v":"SRCK42"},{"$f":"'Peak Identification'!D905","v":"S"},{"$f":"'Peak Identification'!E905","v":17},{"$f":"VLOOKUP($D907,'DER Output'!$S$17:$X$41,6,FALSE)","v":0.19174838710475617},{"$f":"IF($C907=\"S\",VLOOKUP($D907,'DER Output'!$S$18:$W$41,2,FALSE),VLOOKUP($D907,'DER Output'!$S$18:$W$41,3,FALSE))","v":0.30300399777640191},{"$f":"IF($C907=\"S\",VLOOKUP($D907,'DER Output'!$S$18:$W$41,4,FALSE),VLOOKUP($D907,'DER Output'!$S$18:$W$41,5,FALSE))","v":0.30300399777640191},{"$f":"IF($C907=\"S\",VLOOKUP($D907,'DER Output'!$S$18:$W$41,4,FALSE),VLOOKUP($D907,'DER Output'!$S$18:$W$41,5,FALSE))","v":0.30300399777640191},{"$f":"IF($C907=\"S\",VLOOKUP($D907,'DER Output'!$S$18:$W$41,4,FALSE),VLOOKUP($D907,'DER Output'!$S$18:$W$41,5,FALSE))","v":0.30300399777640191},{"$f":"IF($C907=\"S\",VLOOKUP($D907,'DER Output'!$S$18:$W$41,4,FALSE),VLOOKUP($D907,'DER Output'!$S$18:$W$41,5,FALSE))","v":0.30300399777640191},{"$f":"IFERROR(IF(OR(C907=\"S\",C907=\"D\"),VLOOKUP(B907,'Seasonal Customer Count'!$B:$I,4,FALSE),IF(C907=\"W\",VLOOKUP(B907,'Seasonal Customer Count'!$B:$P,12,FALSE),\"Check\")),0)","v":378},{"$f":"IFERROR(IF(OR(C907=\"S\",C907=\"D\"),VLOOKUP(B907,'Seasonal Customer Count'!$B:$P,5,FALSE),IF(C907=\"W\",VLOOKUP(B907,'Seasonal Customer Count'!$B:$P,13,FALSE),\"Check\")),0)","v":94},{"$f":"IFERROR(IF(OR(C907=\"S\",C907=\"D\"),VLOOKUP(B907,'Seasonal Customer Count'!$B:$P,6,FALSE),IF(C907=\"W\",VLOOKUP(B907,'Seasonal Customer Count'!$B:$P,14,FALSE),\"Check\")),0)","v":71},{"$f":"IFERROR(IF(OR(C907=\"S\",C907=\"D\"),VLOOKUP(B907,'Seasonal Customer Count'!$B:$P,7,FALSE),IF(C907=\"W\",VLOOKUP(B907,'Seasonal Customer Count'!$B:$P,15,FALSE),\"Check\")),0)","v":0},{"$f":"IFERROR(IF(OR(C907=\"S\",C907=\"D\"),VLOOKUP(B907,'Seasonal Customer Count'!$B:$P,8,FALSE),IF(C907=\"W\",VLOOKUP(B907,'Seasonal Customer Count'!$B:$P,16,FALSE),\"Check\")),0)","v":249},{"$f":"Summary!$D$8*(K907*'Average Project Size'!$F$6+L907*'Average Project Size'!$F$7+M907*'Average Project Size'!$F$8+N907*'Average Project Size'!$F$10+O907*'Average Project Size'!$F$9)/1000","v":0.1925010565745516},{"$f":"Summary!$D$8*(K907*F907*'Average Project Size'!$F$6+L907*G907*'Average Project Size'!$F$7+M907*H907*'Average Project Size'!$F$8+N907*I907*'Average Project Size'!$F$10+O907*J907*'Average Project Size'!$F$9)/1000","v":5.832858971827045E-2}]
[null,{"$f":"'Peak Identification'!B906","v":"SRCK T-131"},{"$f":"'Peak Identification'!D906","v":"S"},{"$f":"'Peak Identification'!E906","v":7},{"$f":"VLOOKUP($D908,'DER Output'!$S$17:$X$41,6,FALSE)","v":0},{"$f":"IF($C908=\"S\",VLOOKUP($D908,'DER Output'!$S$18:$W$41,2,FALSE),VLOOKUP($D908,'DER Output'!$S$18:$W$41,3,FALSE))","v":5.8404671396556272E-2},{"$f":"IF($C908=\"S\",VLOOKUP($D908,'DER Output'!$S$18:$W$41,4,FALSE),VLOOKUP($D908,'DER Output'!$S$18:$W$41,5,FALSE))","v":5.8404671396556272E-2},{"$f":"IF($C908=\"S\",VLOOKUP($D908,'DER Output'!$S$18:$W$41,4,FALSE),VLOOKUP($D908,'DER Output'!$S$18:$W$41,5,FALSE))","v":5.8404671396556272E-2},{"$f":"IF($C908=\"S\",VLOOKUP($D908,'DER Output'!$S$18:$W$41,4,FALSE),VLOOKUP($D908,'DER Output'!$S$18:$W$41,5,FALSE))","v":5.8404671396556272E-2},{"$f":"IF($C908=\"S\",VLOOKUP($D908,'DER Output'!$S$18:$W$41,4,FALSE),VLOOKUP($D908,'DER Output'!$S$18:$W$41,5,FALSE))","v":5.8404671396556272E-2},{"$f":"IFERROR(IF(OR(C908=\"S\",C908=\"D\"),VLOOKUP(B908,'Seasonal Customer Count'!$B:$I,4,FALSE),IF(C908=\"W\",VLOOKUP(B908,'Seasonal Customer Count'!$B:$P,12,FALSE),\"Check\")),0)","v":0},{"$f":"IFERROR(IF(OR(C908=\"S\",C908=\"D\"),VLOOKUP(B908,'Seasonal Customer Count'!$B:$P,5,FALSE),IF(C908=\"W\",VLOOKUP(B908,'Seasonal Customer Count'!$B:$P,13,FALSE),\"Check\")),0)","v":0},{"$f":"IFERROR(IF(OR(C908=\"S\",C908=\"D\"),VLOOKUP(B908,'Seasonal Customer Count'!$B:$P,6,FALSE),IF(C908=\"W\",VLOOKUP(B908,'Seasonal Customer Count'!$B:$P,14,FALSE),\"Check\")),0)","v":0},{"$f":"IFERROR(IF(OR(C908=\"S\",C908=\"D\"),VLOOKUP(B908,'Seasonal Customer Count'!$B:$P,7,FALSE),IF(C908=\"W\",VLOOKUP(B908,'Seasonal Customer Count'!$B:$P,15,FALSE),\"Check\")),0)","v":0},{"$f":"IFERROR(IF(OR(C908=\"S\",C908=\"D\"),VLOOKUP(B908,'Seasonal Customer Count'!$B:$P,8,FALSE),IF(C908=\"W\",VLOOKUP(B908,'Seasonal Customer Count'!$B:$P,16,FALSE),\"Check\")),0)","v":0},{"$f":"Summary!$D$8*(K908*'Average Project Size'!$F$6+L908*'Average Project Size'!$F$7+M908*'Average Project Size'!$F$8+N908*'Average Project Size'!$F$10+O908*'Average Project Size'!$F$9)/1000","v":0},{"$f":"Summary!$D$8*(K908*F908*'Average Project Size'!$F$6+L908*G908*'Average Project Size'!$F$7+M908*H908*'Average Project Size'!$F$8+N908*I908*'Average Project Size'!$F$10+O908*J908*'Average Project Size'!$F$9)/1000","v":0}]
[null,{"$f":"'Peak Identification'!B907","v":"SRCK T-132"},{"$f":"'Peak Identification'!D907","v":"S"},{"$f":"'Peak Identification'!E907","v":15},{"$f":"VLOOKUP($D909,'DER Output'!$S$17:$X$41,6,FALSE)","v":0.24675324675324678},{"$f":"IF($C909=\"S\",VLOOKUP($D909,'DER Output'!$S$18:$W$41,2,FALSE),VLOOKUP($D909,'DER Output'!$S$18:$W$41,3,FALSE))","v":0.57498529407079435},{"$f":"IF($C909=\"S\",VLOOKUP($D909,'DER Output'!$S$18:$W$41,4,FALSE),VLOOKUP($D909,'DER Output'!$S$18:$W$41,5,FALSE))","v":0.57498529407079435},{"$f":"IF($C909=\"S\",VLOOKUP($D909,'DER Output'!$S$18:$W$41,4,FALSE),VLOOKUP($D909,'DER Output'!$S$18:$W$41,5,FALSE))","v":0.57498529407079435},{"$f":"IF($C909=\"S\",VLOOKUP($D909,'DER Output'!$S$18:$W$41,4,FALSE),VLOOKUP($D909,'DER Output'!$S$18:$W$41,5,FALSE))","v":0.57498529407079435},{"$f":"IF($C909=\"S\",VLOOKUP($D909,'DER Output'!$S$18:$W$41,4,FALSE),VLOOKUP($D909,'DER Output'!$S$18:$W$41,5,FALSE))","v":0.57498529407079435},{"$f":"IFERROR(IF(OR(C909=\"S\",C909=\"D\"),VLOOKUP(B909,'Seasonal Customer Count'!$B:$I,4,FALSE),IF(C909=\"W\",VLOOKUP(B909,'Seasonal Customer Count'!$B:$P,12,FALSE),\"Check\")),0)","v":0},{"$f":"IFERROR(IF(OR(C909=\"S\",C909=\"D\"),VLOOKUP(B909,'Seasonal Customer Count'!$B:$P,5,FALSE),IF(C909=\"W\",VLOOKUP(B909,'Seasonal Customer Count'!$B:$P,13,FALSE),\"Check\")),0)","v":0},{"$f":"IFERROR(IF(OR(C909=\"S\",C909=\"D\"),VLOOKUP(B909,'Seasonal Customer Count'!$B:$P,6,FALSE),IF(C909=\"W\",VLOOKUP(B909,'Seasonal Customer Count'!$B:$P,14,FALSE),\"Check\")),0)","v":0},{"$f":"IFERROR(IF(OR(C909=\"S\",C909=\"D\"),VLOOKUP(B909,'Seasonal Customer Count'!$B:$P,7,FALSE),IF(C909=\"W\",VLOOKUP(B909,'Seasonal Customer Count'!$B:$P,15,FALSE),\"Check\")),0)","v":0},{"$f":"IFERROR(IF(OR(C909=\"S\",C909=\"D\"),VLOOKUP(B909,'Seasonal Customer Count'!$B:$P,8,FALSE),IF(C909=\"W\",VLOOKUP(B909,'Seasonal Customer Count'!$B:$P,16,FALSE),\"Check\")),0)","v":0},{"$f":"Summary!$D$8*(K909*'Average Project Size'!$F$6+L909*'Average Project Size'!$F$7+M909*'Average Project Size'!$F$8+N909*'Average Project Size'!$F$10+O909*'Average Project Size'!$F$9)/1000","v":0},{"$f":"Summary!$D$8*(K909*F909*'Average Project Size'!$F$6+L909*G909*'Average Project Size'!$F$7+M909*H909*'Average Project Size'!$F$8+N909*I909*'Average Project Size'!$F$10+O909*J909*'Average Project Size'!$F$9)/1000","v":0}]
[null,{"$f":"'Peak Identification'!B908","v":"SRCK T-133"},{"$f":"'Peak Identification'!D908","v":"S"},{"$f":"'Peak Identification'!E908","v":17},{"$f":"VLOOKUP($D910,'DER Output'!$S$17:$X$41,6,FALSE)","v":0.19174838710475617},{"$f":"IF($C910=\"S\",VLOOKUP($D910,'DER Output'!$S$18:$W$41,2,FALSE),VLOOKUP($D910,'DER Output'!$S$18:$W$41,3,FALSE))","v":0.30300399777640191},{"$f":"IF($C910=\"S\",VLOOKUP($D910,'DER Output'!$S$18:$W$41,4,FALSE),VLOOKUP($D910,'DER Output'!$S$18:$W$41,5,FALSE))","v":0.30300399777640191},{"$f":"IF($C910=\"S\",VLOOKUP($D910,'DER Output'!$S$18:$W$41,4,FALSE),VLOOKUP($D910,'DER Output'!$S$18:$W$41,5,FALSE))","v":0.30300399777640191},{"$f":"IF($C910=\"S\",VLOOKUP($D910,'DER Output'!$S$18:$W$41,4,FALSE),VLOOKUP($D910,'DER Output'!$S$18:$W$41,5,FALSE))","v":0.30300399777640191},{"$f":"IF($C910=\"S\",VLOOKUP($D910,'DER Output'!$S$18:$W$41,4,FALSE),VLOOKUP($D910,'DER Output'!$S$18:$W$41,5,FALSE))","v":0.30300399777640191},{"$f":"IFERROR(IF(OR(C910=\"S\",C910=\"D\"),VLOOKUP(B910,'Seasonal Customer Count'!$B:$I,4,FALSE),IF(C910=\"W\",VLOOKUP(B910,'Seasonal Customer Count'!$B:$P,12,FALSE),\"Check\")),0)","v":378},{"$f":"IFERROR(IF(OR(C910=\"S\",C910=\"D\"),VLOOKUP(B910,'Seasonal Customer Count'!$B:$P,5,FALSE),IF(C910=\"W\",VLOOKUP(B910,'Seasonal Customer Count'!$B:$P,13,FALSE),\"Check\")),0)","v":95},{"$f":"IFERROR(IF(OR(C910=\"S\",C910=\"D\"),VLOOKUP(B910,'Seasonal Customer Count'!$B:$P,6,FALSE),IF(C910=\"W\",VLOOKUP(B910,'Seasonal Customer Count'!$B:$P,14,FALSE),\"Check\")),0)","v":71},{"$f":"IFERROR(IF(OR(C910=\"S\",C910=\"D\"),VLOOKUP(B910,'Seasonal Customer Count'!$B:$P,7,FALSE),IF(C910=\"W\",VLOOKUP(B910,'Seasonal Customer Count'!$B:$P,15,FALSE),\"Check\")),0)","v":0},{"$f":"IFERROR(IF(OR(C910=\"S\",C910=\"D\"),VLOOKUP(B910,'Seasonal Customer Count'!$B:$P,8,FALSE),IF(C910=\"W\",VLOOKUP(B910,'Seasonal Customer Count'!$B:$P,16,FALSE),\"Check\")),0)","v":249},{"$f":"Summary!$D$8*(K910*'Average Project Size'!$F$6+L910*'Average Project Size'!$F$7+M910*'Average Project Size'!$F$8+N910*'Average Project Size'!$F$10+O910*'Average Project Size'!$F$9)/1000","v":0.19257440337962936},{"$f":"Summary!$D$8*(K910*F910*'Average Project Size'!$F$6+L910*G910*'Average Project Size'!$F$7+M910*H910*'Average Project Size'!$F$8+N910*I910*'Average Project Size'!$F$10+O910*J910*'Average Project Size'!$F$9)/1000","v":5.835081409343313E-2}]
[null,{"$f":"'Peak Identification'!B909","v":"SRLG11"},{"$f":"'Peak Identification'!D909","v":"S"},{"$f":"'Peak Identification'!E909","v":4},{"$f":"VLOOKUP($D911,'DER Output'!$S$17:$X$41,6,FALSE)","v":0},{"$f":"IF($C911=\"S\",VLOOKUP($D911,'DER Output'!$S$18:$W$41,2,FALSE),VLOOKUP($D911,'DER Output'!$S$18:$W$41,3,FALSE))","v":5.0391156280563435E-4},{"$f":"IF($C911=\"S\",VLOOKUP($D911,'DER Output'!$S$18:$W$41,4,FALSE),VLOOKUP($D911,'DER Output'!$S$18:$W$41,5,FALSE))","v":5.0391156280563435E-4},{"$f":"IF($C911=\"S\",VLOOKUP($D911,'DER Output'!$S$18:$W$41,4,FALSE),VLOOKUP($D911,'DER Output'!$S$18:$W$41,5,FALSE))","v":5.0391156280563435E-4},{"$f":"IF($C911=\"S\",VLOOKUP($D911,'DER Output'!$S$18:$W$41,4,FALSE),VLOOKUP($D911,'DER Output'!$S$18:$W$41,5,FALSE))","v":5.0391156280563435E-4},{"$f":"IF($C911=\"S\",VLOOKUP($D911,'DER Output'!$S$18:$W$41,4,FALSE),VLOOKUP($D911,'DER Output'!$S$18:$W$41,5,FALSE))","v":5.0391156280563435E-4},{"$f":"IFERROR(IF(OR(C911=\"S\",C911=\"D\"),VLOOKUP(B911,'Seasonal Customer Count'!$B:$I,4,FALSE),IF(C911=\"W\",VLOOKUP(B911,'Seasonal Customer Count'!$B:$P,12,FALSE),\"Check\")),0)","v":8},{"$f":"IFERROR(IF(OR(C911=\"S\",C911=\"D\"),VLOOKUP(B911,'Seasonal Customer Count'!$B:$P,5,FALSE),IF(C911=\"W\",VLOOKUP(B911,'Seasonal Customer Count'!$B:$P,13,FALSE),\"Check\")),0)","v":0},{"$f":"IFERROR(IF(OR(C911=\"S\",C911=\"D\"),VLOOKUP(B911,'Seasonal Customer Count'!$B:$P,6,FALSE),IF(C911=\"W\",VLOOKUP(B911,'Seasonal Customer Count'!$B:$P,14,FALSE),\"Check\")),0)","v":0},{"$f":"IFERROR(IF(OR(C911=\"S\",C911=\"D\"),VLOOKUP(B911,'Seasonal Customer Count'!$B:$P,7,FALSE),IF(C911=\"W\",VLOOKUP(B911,'Seasonal Customer Count'!$B:$P,15,FALSE),\"Check\")),0)","v":0},{"$f":"IFERROR(IF(OR(C911=\"S\",C911=\"D\"),VLOOKUP(B911,'Seasonal Customer Count'!$B:$P,8,FALSE),IF(C911=\"W\",VLOOKUP(B911,'Seasonal Customer Count'!$B:$P,16,FALSE),\"Check\")),0)","v":11},{"$f":"Summary!$D$8*(K911*'Average Project Size'!$F$6+L911*'Average Project Size'!$F$7+M911*'Average Project Size'!$F$8+N911*'Average Project Size'!$F$10+O911*'Average Project Size'!$F$9)/1000","v":7.3142962093014109E-3},{"$f":"Summary!$D$8*(K911*F911*'Average Project Size'!$F$6+L911*G911*'Average Project Size'!$F$7+M911*H911*'Average Project Size'!$F$8+N911*I911*'Average Project Size'!$F$10+O911*J911*'Average Project Size'!$F$9)/1000","v":3.6857584336524011E-6}]
[null,{"$f":"'Peak Identification'!B910","v":"SRLG12"},{"$f":"'Peak Identification'!D910","v":"S"},{"$f":"'Peak Identification'!E910","v":21},{"$f":"VLOOKUP($D912,'DER Output'!$S$17:$X$41,6,FALSE)","v":0},{"$f":"IF($C912=\"S\",VLOOKUP($D912,'DER Output'!$S$18:$W$41,2,FALSE),VLOOKUP($D912,'DER Output'!$S$18:$W$41,3,FALSE))","v":9.5068228432060471E-4},{"$f":"IF($C912=\"S\",VLOOKUP($D912,'DER Output'!$S$18:$W$41,4,FALSE),VLOOKUP($D912,'DER Output'!$S$18:$W$41,5,FALSE))","v":9.5068228432060471E-4},{"$f":"IF($C912=\"S\",VLOOKUP($D912,'DER Output'!$S$18:$W$41,4,FALSE),VLOOKUP($D912,'DER Output'!$S$18:$W$41,5,FALSE))","v":9.5068228432060471E-4},{"$f":"IF($C912=\"S\",VLOOKUP($D912,'DER Output'!$S$18:$W$41,4,FALSE),VLOOKUP($D912,'DER Output'!$S$18:$W$41,5,FALSE))","v":9.5068228432060471E-4},{"$f":"IF($C912=\"S\",VLOOKUP($D912,'DER Output'!$S$18:$W$41,4,FALSE),VLOOKUP($D912,'DER Output'!$S$18:$W$41,5,FALSE))","v":9.5068228432060471E-4},{"$f":"IFERROR(IF(OR(C912=\"S\",C912=\"D\"),VLOOKUP(B912,'Seasonal Customer Count'!$B:$I,4,FALSE),IF(C912=\"W\",VLOOKUP(B912,'Seasonal Customer Count'!$B:$P,12,FALSE),\"Check\")),0)","v":45},{"$f":"IFERROR(IF(OR(C912=\"S\",C912=\"D\"),VLOOKUP(B912,'Seasonal Customer Count'!$B:$P,5,FALSE),IF(C912=\"W\",VLOOKUP(B912,'Seasonal Customer Count'!$B:$P,13,FALSE),\"Check\")),0)","v":14},{"$f":"IFERROR(IF(OR(C912=\"S\",C912=\"D\"),VLOOKUP(B912,'Seasonal Customer Count'!$B:$P,6,FALSE),IF(C912=\"W\",VLOOKUP(B912,'Seasonal Customer Count'!$B:$P,14,FALSE),\"Check\")),0)","v":3},{"$f":"IFERROR(IF(OR(C912=\"S\",C912=\"D\"),VLOOKUP(B912,'Seasonal Customer Count'!$B:$P,7,FALSE),IF(C912=\"W\",VLOOKUP(B912,'Seasonal Customer Count'!$B:$P,15,FALSE),\"Check\")),0)","v":0},{"$f":"IFERROR(IF(OR(C912=\"S\",C912=\"D\"),VLOOKUP(B912,'Seasonal Customer Count'!$B:$P,8,FALSE),IF(C912=\"W\",VLOOKUP(B912,'Seasonal Customer Count'!$B:$P,16,FALSE),\"Check\")),0)","v":47},{"$f":"Summary!$D$8*(K912*'Average Project Size'!$F$6+L912*'Average Project Size'!$F$7+M912*'Average Project Size'!$F$8+N912*'Average Project Size'!$F$10+O912*'Average Project Size'!$F$9)/1000","v":3.32247904801245E-2},{"$f":"Summary!$D$8*(K912*F912*'Average Project Size'!$F$6+L912*G912*'Average Project Size'!$F$7+M912*H912*'Average Project Size'!$F$8+N912*I912*'Average Project Size'!$F$10+O912*J912*'Average Project Size'!$F$9)/1000","v":3.1586219709718232E-5}]
[null,{"$f":"'Peak Identification'!B911","v":"SRLG T-051"},{"$f":"'Peak Identification'!D911","v":"S"},{"$f":"'Peak Identification'!E911","v":4},{"$f":"VLOOKUP($D913,'DER Output'!$S$17:$X$41,6,FALSE)","v":0},{"$f":"IF($C913=\"S\",VLOOKUP($D913,'DER Output'!$S$18:$W$41,2,FALSE),VLOOKUP($D913,'DER Output'!$S$18:$W$41,3,FALSE))","v":5.0391156280563435E-4},{"$f":"IF($C913=\"S\",VLOOKUP($D913,'DER Output'!$S$18:$W$41,4,FALSE),VLOOKUP($D913,'DER Output'!$S$18:$W$41,5,FALSE))","v":5.0391156280563435E-4},{"$f":"IF($C913=\"S\",VLOOKUP($D913,'DER Output'!$S$18:$W$41,4,FALSE),VLOOKUP($D913,'DER Output'!$S$18:$W$41,5,FALSE))","v":5.0391156280563435E-4},{"$f":"IF($C913=\"S\",VLOOKUP($D913,'DER Output'!$S$18:$W$41,4,FALSE),VLOOKUP($D913,'DER Output'!$S$18:$W$41,5,FALSE))","v":5.0391156280563435E-4},{"$f":"IF($C913=\"S\",VLOOKUP($D913,'DER Output'!$S$18:$W$41,4,FALSE),VLOOKUP($D913,'DER Output'!$S$18:$W$41,5,FALSE))","v":5.0391156280563435E-4},{"$f":"IFERROR(IF(OR(C913=\"S\",C913=\"D\"),VLOOKUP(B913,'Seasonal Customer Count'!$B:$I,4,FALSE),IF(C913=\"W\",VLOOKUP(B913,'Seasonal Customer Count'!$B:$P,12,FALSE),\"Check\")),0)","v":8},{"$f":"IFERROR(IF(OR(C913=\"S\",C913=\"D\"),VLOOKUP(B913,'Seasonal Customer Count'!$B:$P,5,FALSE),IF(C913=\"W\",VLOOKUP(B913,'Seasonal Customer Count'!$B:$P,13,FALSE),\"Check\")),0)","v":0},{"$f":"IFERROR(IF(OR(C913=\"S\",C913=\"D\"),VLOOKUP(B913,'Seasonal Customer Count'!$B:$P,6,FALSE),IF(C913=\"W\",VLOOKUP(B913,'Seasonal Customer Count'!$B:$P,14,FALSE),\"Check\")),0)","v":0},{"$f":"IFERROR(IF(OR(C913=\"S\",C913=\"D\"),VLOOKUP(B913,'Seasonal Customer Count'!$B:$P,7,FALSE),IF(C913=\"W\",VLOOKUP(B913,'Seasonal Customer Count'!$B:$P,15,FALSE),\"Check\")),0)","v":0},{"$f":"IFERROR(IF(OR(C913=\"S\",C913=\"D\"),VLOOKUP(B913,'Seasonal Customer Count'!$B:$P,8,FALSE),IF(C913=\"W\",VLOOKUP(B913,'Seasonal Customer Count'!$B:$P,16,FALSE),\"Check\")),0)","v":11},{"$f":"Summary!$D$8*(K913*'Average Project Size'!$F$6+L913*'Average Project Size'!$F$7+M913*'Average Project Size'!$F$8+N913*'Average Project Size'!$F$10+O913*'Average Project Size'!$F$9)/1000","v":7.3142962093014109E-3},{"$f":"Summary!$D$8*(K913*F913*'Average Project Size'!$F$6+L913*G913*'Average Project Size'!$F$7+M913*H913*'Average Project Size'!$F$8+N913*I913*'Average Project Size'!$F$10+O913*J913*'Average Project Size'!$F$9)/1000","v":3.6857584336524011E-6}]
[null,{"$f":"'Peak Identification'!B912","v":"SRLG T-052"},{"$f":"'Peak Identification'!D912","v":"S"},{"$f":"'Peak Identification'!E912","v":21},{"$f":"VLOOKUP($D914,'DER Output'!$S$17:$X$41,6,FALSE)","v":0},{"$f":"IF($C914=\"S\",VLOOKUP($D914,'DER Output'!$S$18:$W$41,2,FALSE),VLOOKUP($D914,'DER Output'!$S$18:$W$41,3,FALSE))","v":9.5068228432060471E-4},{"$f":"IF($C914=\"S\",VLOOKUP($D914,'DER Output'!$S$18:$W$41,4,FALSE),VLOOKUP($D914,'DER Output'!$S$18:$W$41,5,FALSE))","v":9.5068228432060471E-4},{"$f":"IF($C914=\"S\",VLOOKUP($D914,'DER Output'!$S$18:$W$41,4,FALSE),VLOOKUP($D914,'DER Output'!$S$18:$W$41,5,FALSE))","v":9.5068228432060471E-4},{"$f":"IF($C914=\"S\",VLOOKUP($D914,'DER Output'!$S$18:$W$41,4,FALSE),VLOOKUP($D914,'DER Output'!$S$18:$W$41,5,FALSE))","v":9.5068228432060471E-4},{"$f":"IF($C914=\"S\",VLOOKUP($D914,'DER Output'!$S$18:$W$41,4,FALSE),VLOOKUP($D914,'DER Output'!$S$18:$W$41,5,FALSE))","v":9.5068228432060471E-4},{"$f":"IFERROR(IF(OR(C914=\"S\",C914=\"D\"),VLOOKUP(B914,'Seasonal Customer Count'!$B:$I,4,FALSE),IF(C914=\"W\",VLOOKUP(B914,'Seasonal Customer Count'!$B:$P,12,FALSE),\"Check\")),0)","v":45},{"$f":"IFERROR(IF(OR(C914=\"S\",C914=\"D\"),VLOOKUP(B914,'Seasonal Customer Count'!$B:$P,5,FALSE),IF(C914=\"W\",VLOOKUP(B914,'Seasonal Customer Count'!$B:$P,13,FALSE),\"Check\")),0)","v":14},{"$f":"IFERROR(IF(OR(C914=\"S\",C914=\"D\"),VLOOKUP(B914,'Seasonal Customer Count'!$B:$P,6,FALSE),IF(C914=\"W\",VLOOKUP(B914,'Seasonal Customer Count'!$B:$P,14,FALSE),\"Check\")),0)","v":3},{"$f":"IFERROR(IF(OR(C914=\"S\",C914=\"D\"),VLOOKUP(B914,'Seasonal Customer Count'!$B:$P,7,FALSE),IF(C914=\"W\",VLOOKUP(B914,'Seasonal Customer Count'!$B:$P,15,FALSE),\"Check\")),0)","v":0},{"$f":"IFERROR(IF(OR(C914=\"S\",C914=\"D\"),VLOOKUP(B914,'Seasonal Customer Count'!$B:$P,8,FALSE),IF(C914=\"W\",VLOOKUP(B914,'Seasonal Customer Count'!$B:$P,16,FALSE),\"Check\")),0)","v":47},{"$f":"Summary!$D$8*(K914*'Average Project Size'!$F$6+L914*'Average Project Size'!$F$7+M914*'Average Project Size'!$F$8+N914*'Average Project Size'!$F$10+O914*'Average Project Size'!$F$9)/1000","v":3.32247904801245E-2},{"$f":"Summary!$D$8*(K914*F914*'Average Project Size'!$F$6+L914*G914*'Average Project Size'!$F$7+M914*H914*'Average Project Size'!$F$8+N914*I914*'Average Project Size'!$F$10+O914*J914*'Average Project Size'!$F$9)/1000","v":3.1586219709718232E-5}]
[null,{"$f":"'Peak Identification'!B913","v":"STAR11"},{"$f":"'Peak Identification'!D913","v":"S"},{"$f":"'Peak Identification'!E913","v":13},{"$f":"VLOOKUP($D915,'DER Output'!$S$17:$X$41,6,FALSE)","v":0.3680214036441018},{"$f":"IF($C915=\"S\",VLOOKUP($D915,'DER Output'!$S$18:$W$41,2,FALSE),VLOOKUP($D915,'DER Output'!$S$18:$W$41,3,FALSE))","v":0.68995601564450493},{"$f":"IF($C915=\"S\",VLOOKUP($D915,'DER Output'!$S$18:$W$41,4,FALSE),VLOOKUP($D915,'DER Output'!$S$18:$W$41,5,FALSE))","v":0.68995601564450493},{"$f":"IF($C915=\"S\",VLOOKUP($D915,'DER Output'!$S$18:$W$41,4,FALSE),VLOOKUP($D915,'DER Output'!$S$18:$W$41,5,FALSE))","v":0.68995601564450493},{"$f":"IF($C915=\"S\",VLOOKUP($D915,'DER Output'!$S$18:$W$41,4,FALSE),VLOOKUP($D915,'DER Output'!$S$18:$W$41,5,FALSE))","v":0.68995601564450493},{"$f":"IF($C915=\"S\",VLOOKUP($D915,'DER Output'!$S$18:$W$41,4,FALSE),VLOOKUP($D915,'DER Output'!$S$18:$W$41,5,FALSE))","v":0.68995601564450493},{"$f":"IFERROR(IF(OR(C915=\"S\",C915=\"D\"),VLOOKUP(B915,'Seasonal Customer Count'!$B:$I,4,FALSE),IF(C915=\"W\",VLOOKUP(B915,'Seasonal Customer Count'!$B:$P,12,FALSE),\"Check\")),0)","v":239},{"$f":"IFERROR(IF(OR(C915=\"S\",C915=\"D\"),VLOOKUP(B915,'Seasonal Customer Count'!$B:$P,5,FALSE),IF(C915=\"W\",VLOOKUP(B915,'Seasonal Customer Count'!$B:$P,13,FALSE),\"Check\")),0)","v":15},{"$f":"IFERROR(IF(OR(C915=\"S\",C915=\"D\"),VLOOKUP(B915,'Seasonal Customer Count'!$B:$P,6,FALSE),IF(C915=\"W\",VLOOKUP(B915,'Seasonal Customer Count'!$B:$P,14,FALSE),\"Check\")),0)","v":9},{"$f":"IFERROR(IF(OR(C915=\"S\",C915=\"D\"),VLOOKUP(B915,'Seasonal Customer Count'!$B:$P,7,FALSE),IF(C915=\"W\",VLOOKUP(B915,'Seasonal Customer Count'!$B:$P,15,FALSE),\"Check\")),0)","v":0},{"$f":"IFERROR(IF(OR(C915=\"S\",C915=\"D\"),VLOOKUP(B915,'Seasonal Customer Count'!$B:$P,8,FALSE),IF(C915=\"W\",VLOOKUP(B915,'Seasonal Customer Count'!$B:$P,16,FALSE),\"Check\")),0)","v":9},{"$f":"Summary!$D$8*(K915*'Average Project Size'!$F$6+L915*'Average Project Size'!$F$7+M915*'Average Project Size'!$F$8+N915*'Average Project Size'!$F$10+O915*'Average Project Size'!$F$9)/1000","v":1.7871929209838065E-2},{"$f":"Summary!$D$8*(K915*F915*'Average Project Size'!$F$6+L915*G915*'Average Project Size'!$F$7+M915*H915*'Average Project Size'!$F$8+N915*I915*'Average Project Size'!$F$10+O915*J915*'Average Project Size'!$F$9)/1000","v":1.2330845069500516E-2}]
[null,{"$f":"'Peak Identification'!B914","v":"STAR12"},{"$f":"'Peak Identification'!D914","v":"W"},{"$f":"'Peak Identification'!E914","v":18},{"$f":"VLOOKUP($D916,'DER Output'!$S$17:$X$41,6,FALSE)","v":0.16032398020038169},{"$f":"IF($C916=\"S\",VLOOKUP($D916,'DER Output'!$S$18:$W$41,2,FALSE),VLOOKUP($D916,'DER Output'!$S$18:$W$41,3,FALSE))","v":5.535976984247182E-4},{"$f":"IF($C916=\"S\",VLOOKUP($D916,'DER Output'!$S$18:$W$41,4,FALSE),VLOOKUP($D916,'DER Output'!$S$18:$W$41,5,FALSE))","v":5.535976984247182E-4},{"$f":"IF($C916=\"S\",VLOOKUP($D916,'DER Output'!$S$18:$W$41,4,FALSE),VLOOKUP($D916,'DER Output'!$S$18:$W$41,5,FALSE))","v":5.535976984247182E-4},{"$f":"IF($C916=\"S\",VLOOKUP($D916,'DER Output'!$S$18:$W$41,4,FALSE),VLOOKUP($D916,'DER Output'!$S$18:$W$41,5,FALSE))","v":5.535976984247182E-4},{"$f":"IF($C916=\"S\",VLOOKUP($D916,'DER Output'!$S$18:$W$41,4,FALSE),VLOOKUP($D916,'DER Output'!$S$18:$W$41,5,FALSE))","v":5.535976984247182E-4},{"$f":"IFERROR(IF(OR(C916=\"S\",C916=\"D\"),VLOOKUP(B916,'Seasonal Customer Count'!$B:$I,4,FALSE),IF(C916=\"W\",VLOOKUP(B916,'Seasonal Customer Count'!$B:$P,12,FALSE),\"Check\")),0)","v":76},{"$f":"IFERROR(IF(OR(C916=\"S\",C916=\"D\"),VLOOKUP(B916,'Seasonal Customer Count'!$B:$P,5,FALSE),IF(C916=\"W\",VLOOKUP(B916,'Seasonal Customer Count'!$B:$P,13,FALSE),\"Check\")),0)","v":29},{"$f":"IFERROR(IF(OR(C916=\"S\",C916=\"D\"),VLOOKUP(B916,'Seasonal Customer Count'!$B:$P,6,FALSE),IF(C916=\"W\",VLOOKUP(B916,'Seasonal Customer Count'!$B:$P,14,FALSE),\"Check\")),0)","v":0},{"$f":"IFERROR(IF(OR(C916=\"S\",C916=\"D\"),VLOOKUP(B916,'Seasonal Customer Count'!$B:$P,7,FALSE),IF(C916=\"W\",VLOOKUP(B916,'Seasonal Customer Count'!$B:$P,15,FALSE),\"Check\")),0)","v":126},{"$f":"IFERROR(IF(OR(C916=\"S\",C916=\"D\"),VLOOKUP(B916,'Seasonal Customer Count'!$B:$P,8,FALSE),IF(C916=\"W\",VLOOKUP(B916,'Seasonal Customer Count'!$B:$P,16,FALSE),\"Check\")),0)","v":0},{"$f":"Summary!$D$8*(K916*'Average Project Size'!$F$6+L916*'Average Project Size'!$F$7+M916*'Average Project Size'!$F$8+N916*'Average Project Size'!$F$10+O916*'Average Project Size'!$F$9)/1000","v":0.37502224714526783},{"$f":"Summary!$D$8*(K916*F916*'Average Project Size'!$F$6+L916*G916*'Average Project Size'!$F$7+M916*H916*'Average Project Size'!$F$8+N916*I916*'Average Project Size'!$F$10+O916*J916*'Average Project Size'!$F$9)/1000","v":2.0761145287768613E-4}]
[null,{"$f":"'Peak Identification'!B915","v":"STAR13"},{"$f":"'Peak Identification'!D915","v":"S"},{"$f":"'Peak Identification'!E915","v":19},{"$f":"VLOOKUP($D917,'DER Output'!$S$17:$X$41,6,FALSE)","v":0.11066797934994306},{"$f":"IF($C917=\"S\",VLOOKUP($D917,'DER Output'!$S$18:$W$41,2,FALSE),VLOOKUP($D917,'DER Output'!$S$18:$W$41,3,FALSE))","v":7.5840560103576066E-2},{"$f":"IF($C917=\"S\",VLOOKUP($D917,'DER Output'!$S$18:$W$41,4,FALSE),VLOOKUP($D917,'DER Output'!$S$18:$W$41,5,FALSE))","v":7.5840560103576066E-2},{"$f":"IF($C917=\"S\",VLOOKUP($D917,'DER Output'!$S$18:$W$41,4,FALSE),VLOOKUP($D917,'DER Output'!$S$18:$W$41,5,FALSE))","v":7.5840560103576066E-2},{"$f":"IF($C917=\"S\",VLOOKUP($D917,'DER Output'!$S$18:$W$41,4,FALSE),VLOOKUP($D917,'DER Output'!$S$18:$W$41,5,FALSE))","v":7.5840560103576066E-2},{"$f":"IF($C917=\"S\",VLOOKUP($D917,'DER Output'!$S$18:$W$41,4,FALSE),VLOOKUP($D917,'DER Output'!$S$18:$W$41,5,FALSE))","v":7.5840560103576066E-2},{"$f":"IFERROR(IF(OR(C917=\"S\",C917=\"D\"),VLOOKUP(B917,'Seasonal Customer Count'!$B:$I,4,FALSE),IF(C917=\"W\",VLOOKUP(B917,'Seasonal Customer Count'!$B:$P,12,FALSE),\"Check\")),0)","v":943},{"$f":"IFERROR(IF(OR(C917=\"S\",C917=\"D\"),VLOOKUP(B917,'Seasonal Customer Count'!$B:$P,5,FALSE),IF(C917=\"W\",VLOOKUP(B917,'Seasonal Customer Count'!$B:$P,13,FALSE),\"Check\")),0)","v":50},{"$f":"IFERROR(IF(OR(C917=\"S\",C917=\"D\"),VLOOKUP(B917,'Seasonal Customer Count'!$B:$P,6,FALSE),IF(C917=\"W\",VLOOKUP(B917,'Seasonal Customer Count'!$B:$P,14,FALSE),\"Check\")),0)","v":40},{"$f":"IFERROR(IF(OR(C917=\"S\",C917=\"D\"),VLOOKUP(B917,'Seasonal Customer Count'!$B:$P,7,FALSE),IF(C917=\"W\",VLOOKUP(B917,'Seasonal Customer Count'!$B:$P,15,FALSE),\"Check\")),0)","v":0},{"$f":"IFERROR(IF(OR(C917=\"S\",C917=\"D\"),VLOOKUP(B917,'Seasonal Customer Count'!$B:$P,8,FALSE),IF(C917=\"W\",VLOOKUP(B917,'Seasonal Customer Count'!$B:$P,16,FALSE),\"Check\")),0)","v":2},{"$f":"Summary!$D$8*(K917*'Average Project Size'!$F$6+L917*'Average Project Size'!$F$7+M917*'Average Project Size'!$F$8+N917*'Average Project Size'!$F$10+O917*'Average Project Size'!$F$9)/1000","v":4.9300483081667935E-2},{"$f":"Summary!$D$8*(K917*F917*'Average Project Size'!$F$6+L917*G917*'Average Project Size'!$F$7+M917*H917*'Average Project Size'!$F$8+N917*I917*'Average Project Size'!$F$10+O917*J917*'Average Project Size'!$F$9)/1000","v":3.7389762502905723E-3}]
[null,{"$f":"'Peak Identification'!B916","v":"STAR14"},{"$f":"'Peak Identification'!D916","v":"S"},{"$f":"'Peak Identification'!E916","v":18},{"$f":"VLOOKUP($D918,'DER Output'!$S$17:$X$41,6,FALSE)","v":0.16032398020038169},{"$f":"IF($C918=\"S\",VLOOKUP($D918,'DER Output'!$S$18:$W$41,2,FALSE),VLOOKUP($D918,'DER Output'!$S$18:$W$41,3,FALSE))","v":0.17224423800777711},{"$f":"IF($C918=\"S\",VLOOKUP($D918,'DER Output'!$S$18:$W$41,4,FALSE),VLOOKUP($D918,'DER Output'!$S$18:$W$41,5,FALSE))","v":0.17224423800777711},{"$f":"IF($C918=\"S\",VLOOKUP($D918,'DER Output'!$S$18:$W$41,4,FALSE),VLOOKUP($D918,'DER Output'!$S$18:$W$41,5,FALSE))","v":0.17224423800777711},{"$f":"IF($C918=\"S\",VLOOKUP($D918,'DER Output'!$S$18:$W$41,4,FALSE),VLOOKUP($D918,'DER Output'!$S$18:$W$41,5,FALSE))","v":0.17224423800777711},{"$f":"IF($C918=\"S\",VLOOKUP($D918,'DER Output'!$S$18:$W$41,4,FALSE),VLOOKUP($D918,'DER Output'!$S$18:$W$41,5,FALSE))","v":0.17224423800777711},{"$f":"IFERROR(IF(OR(C918=\"S\",C918=\"D\"),VLOOKUP(B918,'Seasonal Customer Count'!$B:$I,4,FALSE),IF(C918=\"W\",VLOOKUP(B918,'Seasonal Customer Count'!$B:$P,12,FALSE),\"Check\")),0)","v":2070},{"$f":"IFERROR(IF(OR(C918=\"S\",C918=\"D\"),VLOOKUP(B918,'Seasonal Customer Count'!$B:$P,5,FALSE),IF(C918=\"W\",VLOOKUP(B918,'Seasonal Customer Count'!$B:$P,13,FALSE),\"Check\")),0)","v":37},{"$f":"IFERROR(IF(OR(C918=\"S\",C918=\"D\"),VLOOKUP(B918,'Seasonal Customer Count'!$B:$P,6,FALSE),IF(C918=\"W\",VLOOKUP(B918,'Seasonal Customer Count'!$B:$P,14,FALSE),\"Check\")),0)","v":41},{"$f":"IFERROR(IF(OR(C918=\"S\",C918=\"D\"),VLOOKUP(B918,'Seasonal Customer Count'!$B:$P,7,FALSE),IF(C918=\"W\",VLOOKUP(B918,'Seasonal Customer Count'!$B:$P,15,FALSE),\"Check\")),0)","v":0},{"$f":"IFERROR(IF(OR(C918=\"S\",C918=\"D\"),VLOOKUP(B918,'Seasonal Customer Count'!$B:$P,8,FALSE),IF(C918=\"W\",VLOOKUP(B918,'Seasonal Customer Count'!$B:$P,16,FALSE),\"Check\")),0)","v":10},{"$f":"Summary!$D$8*(K918*'Average Project Size'!$F$6+L918*'Average Project Size'!$F$7+M918*'Average Project Size'!$F$8+N918*'Average Project Size'!$F$10+O918*'Average Project Size'!$F$9)/1000","v":9.8402485289537225E-2},{"$f":"Summary!$D$8*(K918*F918*'Average Project Size'!$F$6+L918*G918*'Average Project Size'!$F$7+M918*H918*'Average Project Size'!$F$8+N918*I918*'Average Project Size'!$F$10+O918*J918*'Average Project Size'!$F$9)/1000","v":1.6949261096767837E-2}]
[null,{"$f":"'Peak Identification'!B917","v":"STAR15"},{"$f":"'Peak Identification'!D917","v":"S"},{"$f":"'Peak Identification'!E917","v":16},{"$f":"VLOOKUP($D919,'DER Output'!$S$17:$X$41,6,FALSE)","v":0.22644022312513051},{"$f":"IF($C919=\"S\",VLOOKUP($D919,'DER Output'!$S$18:$W$41,2,FALSE),VLOOKUP($D919,'DER Output'!$S$18:$W$41,3,FALSE))","v":0.44781407722569133},{"$f":"IF($C919=\"S\",VLOOKUP($D919,'DER Output'!$S$18:$W$41,4,FALSE),VLOOKUP($D919,'DER Output'!$S$18:$W$41,5,FALSE))","v":0.44781407722569133},{"$f":"IF($C919=\"S\",VLOOKUP($D919,'DER Output'!$S$18:$W$41,4,FALSE),VLOOKUP($D919,'DER Output'!$S$18:$W$41,5,FALSE))","v":0.44781407722569133},{"$f":"IF($C919=\"S\",VLOOKUP($D919,'DER Output'!$S$18:$W$41,4,FALSE),VLOOKUP($D919,'DER Output'!$S$18:$W$41,5,FALSE))","v":0.44781407722569133},{"$f":"IF($C919=\"S\",VLOOKUP($D919,'DER Output'!$S$18:$W$41,4,FALSE),VLOOKUP($D919,'DER Output'!$S$18:$W$41,5,FALSE))","v":0.44781407722569133},{"$f":"IFERROR(IF(OR(C919=\"S\",C919=\"D\"),VLOOKUP(B919,'Seasonal Customer Count'!$B:$I,4,FALSE),IF(C919=\"W\",VLOOKUP(B919,'Seasonal Customer Count'!$B:$P,12,FALSE),\"Check\")),0)","v":0},{"$f":"IFERROR(IF(OR(C919=\"S\",C919=\"D\"),VLOOKUP(B919,'Seasonal Customer Count'!$B:$P,5,FALSE),IF(C919=\"W\",VLOOKUP(B919,'Seasonal Customer Count'!$B:$P,13,FALSE),\"Check\")),0)","v":0},{"$f":"IFERROR(IF(OR(C919=\"S\",C919=\"D\"),VLOOKUP(B919,'Seasonal Customer Count'!$B:$P,6,FALSE),IF(C919=\"W\",VLOOKUP(B919,'Seasonal Customer Count'!$B:$P,14,FALSE),\"Check\")),0)","v":0},{"$f":"IFERROR(IF(OR(C919=\"S\",C919=\"D\"),VLOOKUP(B919,'Seasonal Customer Count'!$B:$P,7,FALSE),IF(C919=\"W\",VLOOKUP(B919,'Seasonal Customer Count'!$B:$P,15,FALSE),\"Check\")),0)","v":0},{"$f":"IFERROR(IF(OR(C919=\"S\",C919=\"D\"),VLOOKUP(B919,'Seasonal Customer Count'!$B:$P,8,FALSE),IF(C919=\"W\",VLOOKUP(B919,'Seasonal Customer Count'!$B:$P,16,FALSE),\"Check\")),0)","v":0},{"$f":"Summary!$D$8*(K919*'Average Project Size'!$F$6+L919*'Average Project Size'!$F$7+M919*'Average Project Size'!$F$8+N919*'Average Project Size'!$F$10+O919*'Average Project Size'!$F$9)/1000","v":0},{"$f":"Summary!$D$8*(K919*F919*'Average Project Size'!$F$6+L919*G919*'Average Project Size'!$F$7+M919*H919*'Average Project Size'!$F$8+N919*I919*'Average Project Size'!$F$10+O919*J919*'Average Project Size'!$F$9)/1000","v":0}]
[null,{"$f":"'Peak Identification'!B918","v":"STAR16"},{"$f":"'Peak Identification'!D918","v":"S"},{"$f":"'Peak Identification'!E918","v":17},{"$f":"VLOOKUP($D920,'DER Output'!$S$17:$X$41,6,FALSE)","v":0.19174838710475617},{"$f":"IF($C920=\"S\",VLOOKUP($D920,'DER Output'!$S$18:$W$41,2,FALSE),VLOOKUP($D920,'DER Output'!$S$18:$W$41,3,FALSE))","v":0.30300399777640191},{"$f":"IF($C920=\"S\",VLOOKUP($D920,'DER Output'!$S$18:$W$41,4,FALSE),VLOOKUP($D920,'DER Output'!$S$18:$W$41,5,FALSE))","v":0.30300399777640191},{"$f":"IF($C920=\"S\",VLOOKUP($D920,'DER Output'!$S$18:$W$41,4,FALSE),VLOOKUP($D920,'DER Output'!$S$18:$W$41,5,FALSE))","v":0.30300399777640191},{"$f":"IF($C920=\"S\",VLOOKUP($D920,'DER Output'!$S$18:$W$41,4,FALSE),VLOOKUP($D920,'DER Output'!$S$18:$W$41,5,FALSE))","v":0.30300399777640191},{"$f":"IF($C920=\"S\",VLOOKUP($D920,'DER Output'!$S$18:$W$41,4,FALSE),VLOOKUP($D920,'DER Output'!$S$18:$W$41,5,FALSE))","v":0.30300399777640191},{"$f":"IFERROR(IF(OR(C920=\"S\",C920=\"D\"),VLOOKUP(B920,'Seasonal Customer Count'!$B:$I,4,FALSE),IF(C920=\"W\",VLOOKUP(B920,'Seasonal Customer Count'!$B:$P,12,FALSE),\"Check\")),0)","v":0},{"$f":"IFERROR(IF(OR(C920=\"S\",C920=\"D\"),VLOOKUP(B920,'Seasonal Customer Count'!$B:$P,5,FALSE),IF(C920=\"W\",VLOOKUP(B920,'Seasonal Customer Count'!$B:$P,13,FALSE),\"Check\")),0)","v":0},{"$f":"IFERROR(IF(OR(C920=\"S\",C920=\"D\"),VLOOKUP(B920,'Seasonal Customer Count'!$B:$P,6,FALSE),IF(C920=\"W\",VLOOKUP(B920,'Seasonal Customer Count'!$B:$P,14,FALSE),\"Check\")),0)","v":0},{"$f":"IFERROR(IF(OR(C920=\"S\",C920=\"D\"),VLOOKUP(B920,'Seasonal Customer Count'!$B:$P,7,FALSE),IF(C920=\"W\",VLOOKUP(B920,'Seasonal Customer Count'!$B:$P,15,FALSE),\"Check\")),0)","v":0},{"$f":"IFERROR(IF(OR(C920=\"S\",C920=\"D\"),VLOOKUP(B920,'Seasonal Customer Count'!$B:$P,8,FALSE),IF(C920=\"W\",VLOOKUP(B920,'Seasonal Customer Count'!$B:$P,16,FALSE),\"Check\")),0)","v":0},{"$f":"Summary!$D$8*(K920*'Average Project Size'!$F$6+L920*'Average Project Size'!$F$7+M920*'Average Project Size'!$F$8+N920*'Average Project Size'!$F$10+O920*'Average Project Size'!$F$9)/1000","v":0},{"$f":"Summary!$D$8*(K920*F920*'Average Project Size'!$F$6+L920*G920*'Average Project Size'!$F$7+M920*H920*'Average Project Size'!$F$8+N920*I920*'Average Project Size'!$F$10+O920*J920*'Average Project Size'!$F$9)/1000","v":0}]
[null,{"$f":"'Peak Identification'!B919","v":"STAR T-131"},{"$f":"'Peak Identification'!D919","v":"S"},{"$f":"'Peak Identification'!E919","v":18},{"$f":"VLOOKUP($D921,'DER Output'!$S$17:$X$41,6,FALSE)","v":0.16032398020038169},{"$f":"IF($C921=\"S\",VLOOKUP($D921,'DER Output'!$S$18:$W$41,2,FALSE),VLOOKUP($D921,'DER Output'!$S$18:$W$41,3,FALSE))","v":0.17224423800777711},{"$f":"IF($C921=\"S\",VLOOKUP($D921,'DER Output'!$S$18:$W$41,4,FALSE),VLOOKUP($D921,'DER Output'!$S$18:$W$41,5,FALSE))","v":0.17224423800777711},{"$f":"IF($C921=\"S\",VLOOKUP($D921,'DER Output'!$S$18:$W$41,4,FALSE),VLOOKUP($D921,'DER Output'!$S$18:$W$41,5,FALSE))","v":0.17224423800777711},{"$f":"IF($C921=\"S\",VLOOKUP($D921,'DER Output'!$S$18:$W$41,4,FALSE),VLOOKUP($D921,'DER Output'!$S$18:$W$41,5,FALSE))","v":0.17224423800777711},{"$f":"IF($C921=\"S\",VLOOKUP($D921,'DER Output'!$S$18:$W$41,4,FALSE),VLOOKUP($D921,'DER Output'!$S$18:$W$41,5,FALSE))","v":0.17224423800777711},{"$f":"IFERROR(IF(OR(C921=\"S\",C921=\"D\"),VLOOKUP(B921,'Seasonal Customer Count'!$B:$I,4,FALSE),IF(C921=\"W\",VLOOKUP(B921,'Seasonal Customer Count'!$B:$P,12,FALSE),\"Check\")),0)","v":4744},{"$f":"IFERROR(IF(OR(C921=\"S\",C921=\"D\"),VLOOKUP(B921,'Seasonal Customer Count'!$B:$P,5,FALSE),IF(C921=\"W\",VLOOKUP(B921,'Seasonal Customer Count'!$B:$P,13,FALSE),\"Check\")),0)","v":159},{"$f":"IFERROR(IF(OR(C921=\"S\",C921=\"D\"),VLOOKUP(B921,'Seasonal Customer Count'!$B:$P,6,FALSE),IF(C921=\"W\",VLOOKUP(B921,'Seasonal Customer Count'!$B:$P,14,FALSE),\"Check\")),0)","v":156},{"$f":"IFERROR(IF(OR(C921=\"S\",C921=\"D\"),VLOOKUP(B921,'Seasonal Customer Count'!$B:$P,7,FALSE),IF(C921=\"W\",VLOOKUP(B921,'Seasonal Customer Count'!$B:$P,15,FALSE),\"Check\")),0)","v":0},{"$f":"IFERROR(IF(OR(C921=\"S\",C921=\"D\"),VLOOKUP(B921,'Seasonal Customer Count'!$B:$P,8,FALSE),IF(C921=\"W\",VLOOKUP(B921,'Seasonal Customer Count'!$B:$P,16,FALSE),\"Check\")),0)","v":23},{"$f":"Summary!$D$8*(K921*'Average Project Size'!$F$6+L921*'Average Project Size'!$F$7+M921*'Average Project Size'!$F$8+N921*'Average Project Size'!$F$10+O921*'Average Project Size'!$F$9)/1000","v":0.24168166869594027},{"$f":"Summary!$D$8*(K921*F921*'Average Project Size'!$F$6+L921*G921*'Average Project Size'!$F$7+M921*H921*'Average Project Size'!$F$8+N921*I921*'Average Project Size'!$F$10+O921*J921*'Average Project Size'!$F$9)/1000","v":4.1628274864980268E-2}]
[null,{"$f":"'Peak Identification'!B920","v":"STAR T-132"},{"$f":"'Peak Identification'!D920","v":"S"},{"$f":"'Peak Identification'!E920","v":18},{"$f":"VLOOKUP($D922,'DER Output'!$S$17:$X$41,6,FALSE)","v":0.16032398020038169},{"$f":"IF($C922=\"S\",VLOOKUP($D922,'DER Output'!$S$18:$W$41,2,FALSE),VLOOKUP($D922,'DER Output'!$S$18:$W$41,3,FALSE))","v":0.17224423800777711},{"$f":"IF($C922=\"S\",VLOOKUP($D922,'DER Output'!$S$18:$W$41,4,FALSE),VLOOKUP($D922,'DER Output'!$S$18:$W$41,5,FALSE))","v":0.17224423800777711},{"$f":"IF($C922=\"S\",VLOOKUP($D922,'DER Output'!$S$18:$W$41,4,FALSE),VLOOKUP($D922,'DER Output'!$S$18:$W$41,5,FALSE))","v":0.17224423800777711},{"$f":"IF($C922=\"S\",VLOOKUP($D922,'DER Output'!$S$18:$W$41,4,FALSE),VLOOKUP($D922,'DER Output'!$S$18:$W$41,5,FALSE))","v":0.17224423800777711},{"$f":"IF($C922=\"S\",VLOOKUP($D922,'DER Output'!$S$18:$W$41,4,FALSE),VLOOKUP($D922,'DER Output'!$S$18:$W$41,5,FALSE))","v":0.17224423800777711},{"$f":"IFERROR(IF(OR(C922=\"S\",C922=\"D\"),VLOOKUP(B922,'Seasonal Customer Count'!$B:$I,4,FALSE),IF(C922=\"W\",VLOOKUP(B922,'Seasonal Customer Count'!$B:$P,12,FALSE),\"Check\")),0)","v":0},{"$f":"IFERROR(IF(OR(C922=\"S\",C922=\"D\"),VLOOKUP(B922,'Seasonal Customer Count'!$B:$P,5,FALSE),IF(C922=\"W\",VLOOKUP(B922,'Seasonal Customer Count'!$B:$P,13,FALSE),\"Check\")),0)","v":0},{"$f":"IFERROR(IF(OR(C922=\"S\",C922=\"D\"),VLOOKUP(B922,'Seasonal Customer Count'!$B:$P,6,FALSE),IF(C922=\"W\",VLOOKUP(B922,'Seasonal Customer Count'!$B:$P,14,FALSE),\"Check\")),0)","v":0},{"$f":"IFERROR(IF(OR(C922=\"S\",C922=\"D\"),VLOOKUP(B922,'Seasonal Customer Count'!$B:$P,7,FALSE),IF(C922=\"W\",VLOOKUP(B922,'Seasonal Customer Count'!$B:$P,15,FALSE),\"Check\")),0)","v":0},{"$f":"IFERROR(IF(OR(C922=\"S\",C922=\"D\"),VLOOKUP(B922,'Seasonal Customer Count'!$B:$P,8,FALSE),IF(C922=\"W\",VLOOKUP(B922,'Seasonal Customer Count'!$B:$P,16,FALSE),\"Check\")),0)","v":0},{"$f":"Summary!$D$8*(K922*'Average Project Size'!$F$6+L922*'Average Project Size'!$F$7+M922*'Average Project Size'!$F$8+N922*'Average Project Size'!$F$10+O922*'Average Project Size'!$F$9)/1000","v":0},{"$f":"Summary!$D$8*(K922*F922*'Average Project Size'!$F$6+L922*G922*'Average Project Size'!$F$7+M922*H922*'Average Project Size'!$F$8+N922*I922*'Average Project Size'!$F$10+O922*J922*'Average Project Size'!$F$9)/1000","v":0}]
[null,{"$f":"'Peak Identification'!B921","v":"STAT11"},{"$f":"'Peak Identification'!D921","v":"S"},{"$f":"'Peak Identification'!E921","v":18},{"$f":"VLOOKUP($D923,'DER Output'!$S$17:$X$41,6,FALSE)","v":0.16032398020038169},{"$f":"IF($C923=\"S\",VLOOKUP($D923,'DER Output'!$S$18:$W$41,2,FALSE),VLOOKUP($D923,'DER Output'!$S$18:$W$41,3,FALSE))","v":0.17224423800777711},{"$f":"IF($C923=\"S\",VLOOKUP($D923,'DER Output'!$S$18:$W$41,4,FALSE),VLOOKUP($D923,'DER Output'!$S$18:$W$41,5,FALSE))","v":0.17224423800777711},{"$f":"IF($C923=\"S\",VLOOKUP($D923,'DER Output'!$S$18:$W$41,4,FALSE),VLOOKUP($D923,'DER Output'!$S$18:$W$41,5,FALSE))","v":0.17224423800777711},{"$f":"IF($C923=\"S\",VLOOKUP($D923,'DER Output'!$S$18:$W$41,4,FALSE),VLOOKUP($D923,'DER Output'!$S$18:$W$41,5,FALSE))","v":0.17224423800777711},{"$f":"IF($C923=\"S\",VLOOKUP($D923,'DER Output'!$S$18:$W$41,4,FALSE),VLOOKUP($D923,'DER Output'!$S$18:$W$41,5,FALSE))","v":0.17224423800777711},{"$f":"IFERROR(IF(OR(C923=\"S\",C923=\"D\"),VLOOKUP(B923,'Seasonal Customer Count'!$B:$I,4,FALSE),IF(C923=\"W\",VLOOKUP(B923,'Seasonal Customer Count'!$B:$P,12,FALSE),\"Check\")),0)","v":506},{"$f":"IFERROR(IF(OR(C923=\"S\",C923=\"D\"),VLOOKUP(B923,'Seasonal Customer Count'!$B:$P,5,FALSE),IF(C923=\"W\",VLOOKUP(B923,'Seasonal Customer Count'!$B:$P,13,FALSE),\"Check\")),0)","v":14},{"$f":"IFERROR(IF(OR(C923=\"S\",C923=\"D\"),VLOOKUP(B923,'Seasonal Customer Count'!$B:$P,6,FALSE),IF(C923=\"W\",VLOOKUP(B923,'Seasonal Customer Count'!$B:$P,14,FALSE),\"Check\")),0)","v":3},{"$f":"IFERROR(IF(OR(C923=\"S\",C923=\"D\"),VLOOKUP(B923,'Seasonal Customer Count'!$B:$P,7,FALSE),IF(C923=\"W\",VLOOKUP(B923,'Seasonal Customer Count'!$B:$P,15,FALSE),\"Check\")),0)","v":0},{"$f":"IFERROR(IF(OR(C923=\"S\",C923=\"D\"),VLOOKUP(B923,'Seasonal Customer Count'!$B:$P,8,FALSE),IF(C923=\"W\",VLOOKUP(B923,'Seasonal Customer Count'!$B:$P,16,FALSE),\"Check\")),0)","v":0},{"$f":"Summary!$D$8*(K923*'Average Project Size'!$F$6+L923*'Average Project Size'!$F$7+M923*'Average Project Size'!$F$8+N923*'Average Project Size'!$F$10+O923*'Average Project Size'!$F$9)/1000","v":2.1654977527214882E-2},{"$f":"Summary!$D$8*(K923*F923*'Average Project Size'!$F$6+L923*G923*'Average Project Size'!$F$7+M923*H923*'Average Project Size'!$F$8+N923*I923*'Average Project Size'!$F$10+O923*J923*'Average Project Size'!$F$9)/1000","v":3.7299451032506647E-3}]
[null,{"$f":"'Peak Identification'!B922","v":"STAT12"},{"$f":"'Peak Identification'!D922","v":"S"},{"$f":"'Peak Identification'!E922","v":18},{"$f":"VLOOKUP($D924,'DER Output'!$S$17:$X$41,6,FALSE)","v":0.16032398020038169},{"$f":"IF($C924=\"S\",VLOOKUP($D924,'DER Output'!$S$18:$W$41,2,FALSE),VLOOKUP($D924,'DER Output'!$S$18:$W$41,3,FALSE))","v":0.17224423800777711},{"$f":"IF($C924=\"S\",VLOOKUP($D924,'DER Output'!$S$18:$W$41,4,FALSE),VLOOKUP($D924,'DER Output'!$S$18:$W$41,5,FALSE))","v":0.17224423800777711},{"$f":"IF($C924=\"S\",VLOOKUP($D924,'DER Output'!$S$18:$W$41,4,FALSE),VLOOKUP($D924,'DER Output'!$S$18:$W$41,5,FALSE))","v":0.17224423800777711},{"$f":"IF($C924=\"S\",VLOOKUP($D924,'DER Output'!$S$18:$W$41,4,FALSE),VLOOKUP($D924,'DER Output'!$S$18:$W$41,5,FALSE))","v":0.17224423800777711},{"$f":"IF($C924=\"S\",VLOOKUP($D924,'DER Output'!$S$18:$W$41,4,FALSE),VLOOKUP($D924,'DER Output'!$S$18:$W$41,5,FALSE))","v":0.17224423800777711},{"$f":"IFERROR(IF(OR(C924=\"S\",C924=\"D\"),VLOOKUP(B924,'Seasonal Customer Count'!$B:$I,4,FALSE),IF(C924=\"W\",VLOOKUP(B924,'Seasonal Customer Count'!$B:$P,12,FALSE),\"Check\")),0)","v":1062},{"$f":"IFERROR(IF(OR(C924=\"S\",C924=\"D\"),VLOOKUP(B924,'Seasonal Customer Count'!$B:$P,5,FALSE),IF(C924=\"W\",VLOOKUP(B924,'Seasonal Customer Count'!$B:$P,13,FALSE),\"Check\")),0)","v":12},{"$f":"IFERROR(IF(OR(C924=\"S\",C924=\"D\"),VLOOKUP(B924,'Seasonal Customer Count'!$B:$P,6,FALSE),IF(C924=\"W\",VLOOKUP(B924,'Seasonal Customer Count'!$B:$P,14,FALSE),\"Check\")),0)","v":17},{"$f":"IFERROR(IF(OR(C924=\"S\",C924=\"D\"),VLOOKUP(B924,'Seasonal Customer Count'!$B:$P,7,FALSE),IF(C924=\"W\",VLOOKUP(B924,'Seasonal Customer Count'!$B:$P,15,FALSE),\"Check\")),0)","v":0},{"$f":"IFERROR(IF(OR(C924=\"S\",C924=\"D\"),VLOOKUP(B924,'Seasonal Customer Count'!$B:$P,8,FALSE),IF(C924=\"W\",VLOOKUP(B924,'Seasonal Customer Count'!$B:$P,16,FALSE),\"Check\")),0)","v":0},{"$f":"Summary!$D$8*(K924*'Average Project Size'!$F$6+L924*'Average Project Size'!$F$7+M924*'Average Project Size'!$F$8+N924*'Average Project Size'!$F$10+O924*'Average Project Size'!$F$9)/1000","v":4.6015584254867646E-2},{"$f":"Summary!$D$8*(K924*F924*'Average Project Size'!$F$6+L924*G924*'Average Project Size'!$F$7+M924*H924*'Average Project Size'!$F$8+N924*I924*'Average Project Size'!$F$10+O924*J924*'Average Project Size'!$F$9)/1000","v":7.9259192464623436E-3}]
[null,{"$f":"'Peak Identification'!B923","v":"STAT13"},{"$f":"'Peak Identification'!D923","v":"S"},{"$f":"'Peak Identification'!E923","v":18},{"$f":"VLOOKUP($D925,'DER Output'!$S$17:$X$41,6,FALSE)","v":0.16032398020038169},{"$f":"IF($C925=\"S\",VLOOKUP($D925,'DER Output'!$S$18:$W$41,2,FALSE),VLOOKUP($D925,'DER Output'!$S$18:$W$41,3,FALSE))","v":0.17224423800777711},{"$f":"IF($C925=\"S\",VLOOKUP($D925,'DER Output'!$S$18:$W$41,4,FALSE),VLOOKUP($D925,'DER Output'!$S$18:$W$41,5,FALSE))","v":0.17224423800777711},{"$f":"IF($C925=\"S\",VLOOKUP($D925,'DER Output'!$S$18:$W$41,4,FALSE),VLOOKUP($D925,'DER Output'!$S$18:$W$41,5,FALSE))","v":0.17224423800777711},{"$f":"IF($C925=\"S\",VLOOKUP($D925,'DER Output'!$S$18:$W$41,4,FALSE),VLOOKUP($D925,'DER Output'!$S$18:$W$41,5,FALSE))","v":0.17224423800777711},{"$f":"IF($C925=\"S\",VLOOKUP($D925,'DER Output'!$S$18:$W$41,4,FALSE),VLOOKUP($D925,'DER Output'!$S$18:$W$41,5,FALSE))","v":0.17224423800777711},{"$f":"IFERROR(IF(OR(C925=\"S\",C925=\"D\"),VLOOKUP(B925,'Seasonal Customer Count'!$B:$I,4,FALSE),IF(C925=\"W\",VLOOKUP(B925,'Seasonal Customer Count'!$B:$P,12,FALSE),\"Check\")),0)","v":925},{"$f":"IFERROR(IF(OR(C925=\"S\",C925=\"D\"),VLOOKUP(B925,'Seasonal Customer Count'!$B:$P,5,FALSE),IF(C925=\"W\",VLOOKUP(B925,'Seasonal Customer Count'!$B:$P,13,FALSE),\"Check\")),0)","v":36},{"$f":"IFERROR(IF(OR(C925=\"S\",C925=\"D\"),VLOOKUP(B925,'Seasonal Customer Count'!$B:$P,6,FALSE),IF(C925=\"W\",VLOOKUP(B925,'Seasonal Customer Count'!$B:$P,14,FALSE),\"Check\")),0)","v":18},{"$f":"IFERROR(IF(OR(C925=\"S\",C925=\"D\"),VLOOKUP(B925,'Seasonal Customer Count'!$B:$P,7,FALSE),IF(C925=\"W\",VLOOKUP(B925,'Seasonal Customer Count'!$B:$P,15,FALSE),\"Check\")),0)","v":0},{"$f":"IFERROR(IF(OR(C925=\"S\",C925=\"D\"),VLOOKUP(B925,'Seasonal Customer Count'!$B:$P,8,FALSE),IF(C925=\"W\",VLOOKUP(B925,'Seasonal Customer Count'!$B:$P,16,FALSE),\"Check\")),0)","v":0},{"$f":"Summary!$D$8*(K925*'Average Project Size'!$F$6+L925*'Average Project Size'!$F$7+M925*'Average Project Size'!$F$8+N925*'Average Project Size'!$F$10+O925*'Average Project Size'!$F$9)/1000","v":4.2502499147655956E-2},{"$f":"Summary!$D$8*(K925*F925*'Average Project Size'!$F$6+L925*G925*'Average Project Size'!$F$7+M925*H925*'Average Project Size'!$F$8+N925*I925*'Average Project Size'!$F$10+O925*J925*'Average Project Size'!$F$9)/1000","v":7.3208105791141946E-3}]
[null,{"$f":"'Peak Identification'!B924","v":"STAT14"},{"$f":"'Peak Identification'!D924","v":"W"},{"$f":"'Peak Identification'!E924","v":14},{"$f":"VLOOKUP($D926,'DER Output'!$S$17:$X$41,6,FALSE)","v":0.26694349499860076},{"$f":"IF($C926=\"S\",VLOOKUP($D926,'DER Output'!$S$18:$W$41,2,FALSE),VLOOKUP($D926,'DER Output'!$S$18:$W$41,3,FALSE))","v":0.27846114888120072},{"$f":"IF($C926=\"S\",VLOOKUP($D926,'DER Output'!$S$18:$W$41,4,FALSE),VLOOKUP($D926,'DER Output'!$S$18:$W$41,5,FALSE))","v":0.27846114888120072},{"$f":"IF($C926=\"S\",VLOOKUP($D926,'DER Output'!$S$18:$W$41,4,FALSE),VLOOKUP($D926,'DER Output'!$S$18:$W$41,5,FALSE))","v":0.27846114888120072},{"$f":"IF($C926=\"S\",VLOOKUP($D926,'DER Output'!$S$18:$W$41,4,FALSE),VLOOKUP($D926,'DER Output'!$S$18:$W$41,5,FALSE))","v":0.27846114888120072},{"$f":"IF($C926=\"S\",VLOOKUP($D926,'DER Output'!$S$18:$W$41,4,FALSE),VLOOKUP($D926,'DER Output'!$S$18:$W$41,5,FALSE))","v":0.27846114888120072},{"$f":"IFERROR(IF(OR(C926=\"S\",C926=\"D\"),VLOOKUP(B926,'Seasonal Customer Count'!$B:$I,4,FALSE),IF(C926=\"W\",VLOOKUP(B926,'Seasonal Customer Count'!$B:$P,12,FALSE),\"Check\")),0)","v":153},{"$f":"IFERROR(IF(OR(C926=\"S\",C926=\"D\"),VLOOKUP(B926,'Seasonal Customer Count'!$B:$P,5,FALSE),IF(C926=\"W\",VLOOKUP(B926,'Seasonal Customer Count'!$B:$P,13,FALSE),\"Check\")),0)","v":48},{"$f":"IFERROR(IF(OR(C926=\"S\",C926=\"D\"),VLOOKUP(B926,'Seasonal Customer Count'!$B:$P,6,FALSE),IF(C926=\"W\",VLOOKUP(B926,'Seasonal Customer Count'!$B:$P,14,FALSE),\"Check\")),0)","v":0},{"$f":"IFERROR(IF(OR(C926=\"S\",C926=\"D\"),VLOOKUP(B926,'Seasonal Customer Count'!$B:$P,7,FALSE),IF(C926=\"W\",VLOOKUP(B926,'Seasonal Customer Count'!$B:$P,15,FALSE),\"Check\")),0)","v":231},{"$f":"IFERROR(IF(OR(C926=\"S\",C926=\"D\"),VLOOKUP(B926,'Seasonal Customer Count'!$B:$P,8,FALSE),IF(C926=\"W\",VLOOKUP(B926,'Seasonal Customer Count'!$B:$P,16,FALSE),\"Check\")),0)","v":0},{"$f":"Summary!$D$8*(K926*'Average Project Size'!$F$6+L926*'Average Project Size'!$F$7+M926*'Average Project Size'!$F$8+N926*'Average Project Size'!$F$10+O926*'Average Project Size'!$F$9)/1000","v":0.6877050421346651},{"$f":"Summary!$D$8*(K926*F926*'Average Project Size'!$F$6+L926*G926*'Average Project Size'!$F$7+M926*H926*'Average Project Size'!$F$8+N926*I926*'Average Project Size'!$F$10+O926*J926*'Average Project Size'!$F$9)/1000","v":0.19149913612421332}]
[null,{"$f":"'Peak Identification'!B925","v":"STAT15"},{"$f":"'Peak Identification'!D925","v":"S"},{"$f":"'Peak Identification'!E925","v":18},{"$f":"VLOOKUP($D927,'DER Output'!$S$17:$X$41,6,FALSE)","v":0.16032398020038169},{"$f":"IF($C927=\"S\",VLOOKUP($D927,'DER Output'!$S$18:$W$41,2,FALSE),VLOOKUP($D927,'DER Output'!$S$18:$W$41,3,FALSE))","v":0.17224423800777711},{"$f":"IF($C927=\"S\",VLOOKUP($D927,'DER Output'!$S$18:$W$41,4,FALSE),VLOOKUP($D927,'DER Output'!$S$18:$W$41,5,FALSE))","v":0.17224423800777711},{"$f":"IF($C927=\"S\",VLOOKUP($D927,'DER Output'!$S$18:$W$41,4,FALSE),VLOOKUP($D927,'DER Output'!$S$18:$W$41,5,FALSE))","v":0.17224423800777711},{"$f":"IF($C927=\"S\",VLOOKUP($D927,'DER Output'!$S$18:$W$41,4,FALSE),VLOOKUP($D927,'DER Output'!$S$18:$W$41,5,FALSE))","v":0.17224423800777711},{"$f":"IF($C927=\"S\",VLOOKUP($D927,'DER Output'!$S$18:$W$41,4,FALSE),VLOOKUP($D927,'DER Output'!$S$18:$W$41,5,FALSE))","v":0.17224423800777711},{"$f":"IFERROR(IF(OR(C927=\"S\",C927=\"D\"),VLOOKUP(B927,'Seasonal Customer Count'!$B:$I,4,FALSE),IF(C927=\"W\",VLOOKUP(B927,'Seasonal Customer Count'!$B:$P,12,FALSE),\"Check\")),0)","v":1388},{"$f":"IFERROR(IF(OR(C927=\"S\",C927=\"D\"),VLOOKUP(B927,'Seasonal Customer Count'!$B:$P,5,FALSE),IF(C927=\"W\",VLOOKUP(B927,'Seasonal Customer Count'!$B:$P,13,FALSE),\"Check\")),0)","v":74},{"$f":"IFERROR(IF(OR(C927=\"S\",C927=\"D\"),VLOOKUP(B927,'Seasonal Customer Count'!$B:$P,6,FALSE),IF(C927=\"W\",VLOOKUP(B927,'Seasonal Customer Count'!$B:$P,14,FALSE),\"Check\")),0)","v":121},{"$f":"IFERROR(IF(OR(C927=\"S\",C927=\"D\"),VLOOKUP(B927,'Seasonal Customer Count'!$B:$P,7,FALSE),IF(C927=\"W\",VLOOKUP(B927,'Seasonal Customer Count'!$B:$P,15,FALSE),\"Check\")),0)","v":0},{"$f":"IFERROR(IF(OR(C927=\"S\",C927=\"D\"),VLOOKUP(B927,'Seasonal Customer Count'!$B:$P,8,FALSE),IF(C927=\"W\",VLOOKUP(B927,'Seasonal Customer Count'!$B:$P,16,FALSE),\"Check\")),0)","v":0},{"$f":"Summary!$D$8*(K927*'Average Project Size'!$F$6+L927*'Average Project Size'!$F$7+M927*'Average Project Size'!$F$8+N927*'Average Project Size'!$F$10+O927*'Average Project Size'!$F$9)/1000","v":8.1406926990435252E-2},{"$f":"Summary!$D$8*(K927*F927*'Average Project Size'!$F$6+L927*G927*'Average Project Size'!$F$7+M927*H927*'Average Project Size'!$F$8+N927*I927*'Average Project Size'!$F$10+O927*J927*'Average Project Size'!$F$9)/1000","v":1.4021874108022265E-2}]
[null,{"$f":"'Peak Identification'!B926","v":"STAT16"},{"$f":"'Peak Identification'!D926","v":"S"},{"$f":"'Peak Identification'!E926","v":18},{"$f":"VLOOKUP($D928,'DER Output'!$S$17:$X$41,6,FALSE)","v":0.16032398020038169},{"$f":"IF($C928=\"S\",VLOOKUP($D928,'DER Output'!$S$18:$W$41,2,FALSE),VLOOKUP($D928,'DER Output'!$S$18:$W$41,3,FALSE))","v":0.17224423800777711},{"$f":"IF($C928=\"S\",VLOOKUP($D928,'DER Output'!$S$18:$W$41,4,FALSE),VLOOKUP($D928,'DER Output'!$S$18:$W$41,5,FALSE))","v":0.17224423800777711},{"$f":"IF($C928=\"S\",VLOOKUP($D928,'DER Output'!$S$18:$W$41,4,FALSE),VLOOKUP($D928,'DER Output'!$S$18:$W$41,5,FALSE))","v":0.17224423800777711},{"$f":"IF($C928=\"S\",VLOOKUP($D928,'DER Output'!$S$18:$W$41,4,FALSE),VLOOKUP($D928,'DER Output'!$S$18:$W$41,5,FALSE))","v":0.17224423800777711},{"$f":"IF($C928=\"S\",VLOOKUP($D928,'DER Output'!$S$18:$W$41,4,FALSE),VLOOKUP($D928,'DER Output'!$S$18:$W$41,5,FALSE))","v":0.17224423800777711},{"$f":"IFERROR(IF(OR(C928=\"S\",C928=\"D\"),VLOOKUP(B928,'Seasonal Customer Count'!$B:$I,4,FALSE),IF(C928=\"W\",VLOOKUP(B928,'Seasonal Customer Count'!$B:$P,12,FALSE),\"Check\")),0)","v":367},{"$f":"IFERROR(IF(OR(C928=\"S\",C928=\"D\"),VLOOKUP(B928,'Seasonal Customer Count'!$B:$P,5,FALSE),IF(C928=\"W\",VLOOKUP(B928,'Seasonal Customer Count'!$B:$P,13,FALSE),\"Check\")),0)","v":25},{"$f":"IFERROR(IF(OR(C928=\"S\",C928=\"D\"),VLOOKUP(B928,'Seasonal Customer Count'!$B:$P,6,FALSE),IF(C928=\"W\",VLOOKUP(B928,'Seasonal Customer Count'!$B:$P,14,FALSE),\"Check\")),0)","v":38},{"$f":"IFERROR(IF(OR(C928=\"S\",C928=\"D\"),VLOOKUP(B928,'Seasonal Customer Count'!$B:$P,7,FALSE),IF(C928=\"W\",VLOOKUP(B928,'Seasonal Customer Count'!$B:$P,15,FALSE),\"Check\")),0)","v":1},{"$f":"IFERROR(IF(OR(C928=\"S\",C928=\"D\"),VLOOKUP(B928,'Seasonal Customer Count'!$B:$P,8,FALSE),IF(C928=\"W\",VLOOKUP(B928,'Seasonal Customer Count'!$B:$P,16,FALSE),\"Check\")),0)","v":0},{"$f":"Summary!$D$8*(K928*'Average Project Size'!$F$6+L928*'Average Project Size'!$F$7+M928*'Average Project Size'!$F$8+N928*'Average Project Size'!$F$10+O928*'Average Project Size'!$F$9)/1000","v":2.5891810091700908E-2},{"$f":"Summary!$D$8*(K928*F928*'Average Project Size'!$F$6+L928*G928*'Average Project Size'!$F$7+M928*H928*'Average Project Size'!$F$8+N928*I928*'Average Project Size'!$F$10+O928*J928*'Average Project Size'!$F$9)/1000","v":4.4597150998870972E-3}]
[null,{"$f":"'Peak Identification'!B927","v":"STAT17"},{"$f":"'Peak Identification'!D927","v":"S"},{"$f":"'Peak Identification'!E927","v":18},{"$f":"VLOOKUP($D929,'DER Output'!$S$17:$X$41,6,FALSE)","v":0.16032398020038169},{"$f":"IF($C929=\"S\",VLOOKUP($D929,'DER Output'!$S$18:$W$41,2,FALSE),VLOOKUP($D929,'DER Output'!$S$18:$W$41,3,FALSE))","v":0.17224423800777711},{"$f":"IF($C929=\"S\",VLOOKUP($D929,'DER Output'!$S$18:$W$41,4,FALSE),VLOOKUP($D929,'DER Output'!$S$18:$W$41,5,FALSE))","v":0.17224423800777711},{"$f":"IF($C929=\"S\",VLOOKUP($D929,'DER Output'!$S$18:$W$41,4,FALSE),VLOOKUP($D929,'DER Output'!$S$18:$W$41,5,FALSE))","v":0.17224423800777711},{"$f":"IF($C929=\"S\",VLOOKUP($D929,'DER Output'!$S$18:$W$41,4,FALSE),VLOOKUP($D929,'DER Output'!$S$18:$W$41,5,FALSE))","v":0.17224423800777711},{"$f":"IF($C929=\"S\",VLOOKUP($D929,'DER Output'!$S$18:$W$41,4,FALSE),VLOOKUP($D929,'DER Output'!$S$18:$W$41,5,FALSE))","v":0.17224423800777711},{"$f":"IFERROR(IF(OR(C929=\"S\",C929=\"D\"),VLOOKUP(B929,'Seasonal Customer Count'!$B:$I,4,FALSE),IF(C929=\"W\",VLOOKUP(B929,'Seasonal Customer Count'!$B:$P,12,FALSE),\"Check\")),0)","v":1079},{"$f":"IFERROR(IF(OR(C929=\"S\",C929=\"D\"),VLOOKUP(B929,'Seasonal Customer Count'!$B:$P,5,FALSE),IF(C929=\"W\",VLOOKUP(B929,'Seasonal Customer Count'!$B:$P,13,FALSE),\"Check\")),0)","v":18},{"$f":"IFERROR(IF(OR(C929=\"S\",C929=\"D\"),VLOOKUP(B929,'Seasonal Customer Count'!$B:$P,6,FALSE),IF(C929=\"W\",VLOOKUP(B929,'Seasonal Customer Count'!$B:$P,14,FALSE),\"Check\")),0)","v":23},{"$f":"IFERROR(IF(OR(C929=\"S\",C929=\"D\"),VLOOKUP(B929,'Seasonal Customer Count'!$B:$P,7,FALSE),IF(C929=\"W\",VLOOKUP(B929,'Seasonal Customer Count'!$B:$P,15,FALSE),\"Check\")),0)","v":0},{"$f":"IFERROR(IF(OR(C929=\"S\",C929=\"D\"),VLOOKUP(B929,'Seasonal Customer Count'!$B:$P,8,FALSE),IF(C929=\"W\",VLOOKUP(B929,'Seasonal Customer Count'!$B:$P,16,FALSE),\"Check\")),0)","v":0},{"$f":"Summary!$D$8*(K929*'Average Project Size'!$F$6+L929*'Average Project Size'!$F$7+M929*'Average Project Size'!$F$8+N929*'Average Project Size'!$F$10+O929*'Average Project Size'!$F$9)/1000","v":4.8163266407136023E-2},{"$f":"Summary!$D$8*(K929*F929*'Average Project Size'!$F$6+L929*G929*'Average Project Size'!$F$7+M929*H929*'Average Project Size'!$F$8+N929*I929*'Average Project Size'!$F$10+O929*J929*'Average Project Size'!$F$9)/1000","v":8.2958451222627117E-3}]
[null,{"$f":"'Peak Identification'!B928","v":"STAT T-061"},{"$f":"'Peak Identification'!D928","v":"S"},{"$f":"'Peak Identification'!E928","v":18},{"$f":"VLOOKUP($D930,'DER Output'!$S$17:$X$41,6,FALSE)","v":0.16032398020038169},{"$f":"IF($C930=\"S\",VLOOKUP($D930,'DER Output'!$S$18:$W$41,2,FALSE),VLOOKUP($D930,'DER Output'!$S$18:$W$41,3,FALSE))","v":0.17224423800777711},{"$f":"IF($C930=\"S\",VLOOKUP($D930,'DER Output'!$S$18:$W$41,4,FALSE),VLOOKUP($D930,'DER Output'!$S$18:$W$41,5,FALSE))","v":0.17224423800777711},{"$f":"IF($C930=\"S\",VLOOKUP($D930,'DER Output'!$S$18:$W$41,4,FALSE),VLOOKUP($D930,'DER Output'!$S$18:$W$41,5,FALSE))","v":0.17224423800777711},{"$f":"IF($C930=\"S\",VLOOKUP($D930,'DER Output'!$S$18:$W$41,4,FALSE),VLOOKUP($D930,'DER Output'!$S$18:$W$41,5,FALSE))","v":0.17224423800777711},{"$f":"IF($C930=\"S\",VLOOKUP($D930,'DER Output'!$S$18:$W$41,4,FALSE),VLOOKUP($D930,'DER Output'!$S$18:$W$41,5,FALSE))","v":0.17224423800777711},{"$f":"IFERROR(IF(OR(C930=\"S\",C930=\"D\"),VLOOKUP(B930,'Seasonal Customer Count'!$B:$I,4,FALSE),IF(C930=\"W\",VLOOKUP(B930,'Seasonal Customer Count'!$B:$P,12,FALSE),\"Check\")),0)","v":3042},{"$f":"IFERROR(IF(OR(C930=\"S\",C930=\"D\"),VLOOKUP(B930,'Seasonal Customer Count'!$B:$P,5,FALSE),IF(C930=\"W\",VLOOKUP(B930,'Seasonal Customer Count'!$B:$P,13,FALSE),\"Check\")),0)","v":191},{"$f":"IFERROR(IF(OR(C930=\"S\",C930=\"D\"),VLOOKUP(B930,'Seasonal Customer Count'!$B:$P,6,FALSE),IF(C930=\"W\",VLOOKUP(B930,'Seasonal Customer Count'!$B:$P,14,FALSE),\"Check\")),0)","v":147},{"$f":"IFERROR(IF(OR(C930=\"S\",C930=\"D\"),VLOOKUP(B930,'Seasonal Customer Count'!$B:$P,7,FALSE),IF(C930=\"W\",VLOOKUP(B930,'Seasonal Customer Count'!$B:$P,15,FALSE),\"Check\")),0)","v":1},{"$f":"IFERROR(IF(OR(C930=\"S\",C930=\"D\"),VLOOKUP(B930,'Seasonal Customer Count'!$B:$P,8,FALSE),IF(C930=\"W\",VLOOKUP(B930,'Seasonal Customer Count'!$B:$P,16,FALSE),\"Check\")),0)","v":0},{"$f":"Summary!$D$8*(K930*'Average Project Size'!$F$6+L930*'Average Project Size'!$F$7+M930*'Average Project Size'!$F$8+N930*'Average Project Size'!$F$10+O930*'Average Project Size'!$F$9)/1000","v":0.16313772960577222},{"$f":"Summary!$D$8*(K930*F930*'Average Project Size'!$F$6+L930*G930*'Average Project Size'!$F$7+M930*H930*'Average Project Size'!$F$8+N930*I930*'Average Project Size'!$F$10+O930*J930*'Average Project Size'!$F$9)/1000","v":2.8099533926265016E-2}]
[null,{"$f":"'Peak Identification'!B929","v":"STAT T-062"},{"$f":"'Peak Identification'!D929","v":"S"},{"$f":"'Peak Identification'!E929","v":18},{"$f":"VLOOKUP($D931,'DER Output'!$S$17:$X$41,6,FALSE)","v":0.16032398020038169},{"$f":"IF($C931=\"S\",VLOOKUP($D931,'DER Output'!$S$18:$W$41,2,FALSE),VLOOKUP($D931,'DER Output'!$S$18:$W$41,3,FALSE))","v":0.17224423800777711},{"$f":"IF($C931=\"S\",VLOOKUP($D931,'DER Output'!$S$18:$W$41,4,FALSE),VLOOKUP($D931,'DER Output'!$S$18:$W$41,5,FALSE))","v":0.17224423800777711},{"$f":"IF($C931=\"S\",VLOOKUP($D931,'DER Output'!$S$18:$W$41,4,FALSE),VLOOKUP($D931,'DER Output'!$S$18:$W$41,5,FALSE))","v":0.17224423800777711},{"$f":"IF($C931=\"S\",VLOOKUP($D931,'DER Output'!$S$18:$W$41,4,FALSE),VLOOKUP($D931,'DER Output'!$S$18:$W$41,5,FALSE))","v":0.17224423800777711},{"$f":"IF($C931=\"S\",VLOOKUP($D931,'DER Output'!$S$18:$W$41,4,FALSE),VLOOKUP($D931,'DER Output'!$S$18:$W$41,5,FALSE))","v":0.17224423800777711},{"$f":"IFERROR(IF(OR(C931=\"S\",C931=\"D\"),VLOOKUP(B931,'Seasonal Customer Count'!$B:$I,4,FALSE),IF(C931=\"W\",VLOOKUP(B931,'Seasonal Customer Count'!$B:$P,12,FALSE),\"Check\")),0)","v":2834},{"$f":"IFERROR(IF(OR(C931=\"S\",C931=\"D\"),VLOOKUP(B931,'Seasonal Customer Count'!$B:$P,5,FALSE),IF(C931=\"W\",VLOOKUP(B931,'Seasonal Customer Count'!$B:$P,13,FALSE),\"Check\")),0)","v":117},{"$f":"IFERROR(IF(OR(C931=\"S\",C931=\"D\"),VLOOKUP(B931,'Seasonal Customer Count'!$B:$P,6,FALSE),IF(C931=\"W\",VLOOKUP(B931,'Seasonal Customer Count'!$B:$P,14,FALSE),\"Check\")),0)","v":182},{"$f":"IFERROR(IF(OR(C931=\"S\",C931=\"D\"),VLOOKUP(B931,'Seasonal Customer Count'!$B:$P,7,FALSE),IF(C931=\"W\",VLOOKUP(B931,'Seasonal Customer Count'!$B:$P,15,FALSE),\"Check\")),0)","v":1},{"$f":"IFERROR(IF(OR(C931=\"S\",C931=\"D\"),VLOOKUP(B931,'Seasonal Customer Count'!$B:$P,8,FALSE),IF(C931=\"W\",VLOOKUP(B931,'Seasonal Customer Count'!$B:$P,16,FALSE),\"Check\")),0)","v":0},{"$f":"Summary!$D$8*(K931*'Average Project Size'!$F$6+L931*'Average Project Size'!$F$7+M931*'Average Project Size'!$F$8+N931*'Average Project Size'!$F$10+O931*'Average Project Size'!$F$9)/1000","v":0.15546200348927219},{"$f":"Summary!$D$8*(K931*F931*'Average Project Size'!$F$6+L931*G931*'Average Project Size'!$F$7+M931*H931*'Average Project Size'!$F$8+N931*I931*'Average Project Size'!$F$10+O931*J931*'Average Project Size'!$F$9)/1000","v":2.677743433017207E-2}]
[null,{"$f":"'Peak Identification'!B930","v":"STPK T-061"},{"$f":"'Peak Identification'!D930","v":"S"},{"$f":"'Peak Identification'!E930","v":0},{"$f":"VLOOKUP($D932,'DER Output'!$S$17:$X$41,6,FALSE)","v":0},{"$f":"IF($C932=\"S\",VLOOKUP($D932,'DER Output'!$S$18:$W$41,2,FALSE),VLOOKUP($D932,'DER Output'!$S$18:$W$41,3,FALSE))","v":5.9141103405834004E-4},{"$f":"IF($C932=\"S\",VLOOKUP($D932,'DER Output'!$S$18:$W$41,4,FALSE),VLOOKUP($D932,'DER Output'!$S$18:$W$41,5,FALSE))","v":5.9141103405834004E-4},{"$f":"IF($C932=\"S\",VLOOKUP($D932,'DER Output'!$S$18:$W$41,4,FALSE),VLOOKUP($D932,'DER Output'!$S$18:$W$41,5,FALSE))","v":5.9141103405834004E-4},{"$f":"IF($C932=\"S\",VLOOKUP($D932,'DER Output'!$S$18:$W$41,4,FALSE),VLOOKUP($D932,'DER Output'!$S$18:$W$41,5,FALSE))","v":5.9141103405834004E-4},{"$f":"IF($C932=\"S\",VLOOKUP($D932,'DER Output'!$S$18:$W$41,4,FALSE),VLOOKUP($D932,'DER Output'!$S$18:$W$41,5,FALSE))","v":5.9141103405834004E-4},{"$f":"IFERROR(IF(OR(C932=\"S\",C932=\"D\"),VLOOKUP(B932,'Seasonal Customer Count'!$B:$I,4,FALSE),IF(C932=\"W\",VLOOKUP(B932,'Seasonal Customer Count'!$B:$P,12,FALSE),\"Check\")),0)","v":0},{"$f":"IFERROR(IF(OR(C932=\"S\",C932=\"D\"),VLOOKUP(B932,'Seasonal Customer Count'!$B:$P,5,FALSE),IF(C932=\"W\",VLOOKUP(B932,'Seasonal Customer Count'!$B:$P,13,FALSE),\"Check\")),0)","v":0},{"$f":"IFERROR(IF(OR(C932=\"S\",C932=\"D\"),VLOOKUP(B932,'Seasonal Customer Count'!$B:$P,6,FALSE),IF(C932=\"W\",VLOOKUP(B932,'Seasonal Customer Count'!$B:$P,14,FALSE),\"Check\")),0)","v":0},{"$f":"IFERROR(IF(OR(C932=\"S\",C932=\"D\"),VLOOKUP(B932,'Seasonal Customer Count'!$B:$P,7,FALSE),IF(C932=\"W\",VLOOKUP(B932,'Seasonal Customer Count'!$B:$P,15,FALSE),\"Check\")),0)","v":0},{"$f":"IFERROR(IF(OR(C932=\"S\",C932=\"D\"),VLOOKUP(B932,'Seasonal Customer Count'!$B:$P,8,FALSE),IF(C932=\"W\",VLOOKUP(B932,'Seasonal Customer Count'!$B:$P,16,FALSE),\"Check\")),0)","v":0},{"$f":"Summary!$D$8*(K932*'Average Project Size'!$F$6+L932*'Average Project Size'!$F$7+M932*'Average Project Size'!$F$8+N932*'Average Project Size'!$F$10+O932*'Average Project Size'!$F$9)/1000","v":0},{"$f":"Summary!$D$8*(K932*F932*'Average Project Size'!$F$6+L932*G932*'Average Project Size'!$F$7+M932*H932*'Average Project Size'!$F$8+N932*I932*'Average Project Size'!$F$10+O932*J932*'Average Project Size'!$F$9)/1000","v":0}]
[null,{"$f":"'Peak Identification'!B931","v":"STRD11"},{"$f":"'Peak Identification'!D931","v":"S"},{"$f":"'Peak Identification'!E931","v":16},{"$f":"VLOOKUP($D933,'DER Output'!$S$17:$X$41,6,FALSE)","v":0.22644022312513051},{"$f":"IF($C933=\"S\",VLOOKUP($D933,'DER Output'!$S$18:$W$41,2,FALSE),VLOOKUP($D933,'DER Output'!$S$18:$W$41,3,FALSE))","v":0.44781407722569133},{"$f":"IF($C933=\"S\",VLOOKUP($D933,'DER Output'!$S$18:$W$41,4,FALSE),VLOOKUP($D933,'DER Output'!$S$18:$W$41,5,FALSE))","v":0.44781407722569133},{"$f":"IF($C933=\"S\",VLOOKUP($D933,'DER Output'!$S$18:$W$41,4,FALSE),VLOOKUP($D933,'DER Output'!$S$18:$W$41,5,FALSE))","v":0.44781407722569133},{"$f":"IF($C933=\"S\",VLOOKUP($D933,'DER Output'!$S$18:$W$41,4,FALSE),VLOOKUP($D933,'DER Output'!$S$18:$W$41,5,FALSE))","v":0.44781407722569133},{"$f":"IF($C933=\"S\",VLOOKUP($D933,'DER Output'!$S$18:$W$41,4,FALSE),VLOOKUP($D933,'DER Output'!$S$18:$W$41,5,FALSE))","v":0.44781407722569133},{"$f":"IFERROR(IF(OR(C933=\"S\",C933=\"D\"),VLOOKUP(B933,'Seasonal Customer Count'!$B:$I,4,FALSE),IF(C933=\"W\",VLOOKUP(B933,'Seasonal Customer Count'!$B:$P,12,FALSE),\"Check\")),0)","v":874},{"$f":"IFERROR(IF(OR(C933=\"S\",C933=\"D\"),VLOOKUP(B933,'Seasonal Customer Count'!$B:$P,5,FALSE),IF(C933=\"W\",VLOOKUP(B933,'Seasonal Customer Count'!$B:$P,13,FALSE),\"Check\")),0)","v":58},{"$f":"IFERROR(IF(OR(C933=\"S\",C933=\"D\"),VLOOKUP(B933,'Seasonal Customer Count'!$B:$P,6,FALSE),IF(C933=\"W\",VLOOKUP(B933,'Seasonal Customer Count'!$B:$P,14,FALSE),\"Check\")),0)","v":152},{"$f":"IFERROR(IF(OR(C933=\"S\",C933=\"D\"),VLOOKUP(B933,'Seasonal Customer Count'!$B:$P,7,FALSE),IF(C933=\"W\",VLOOKUP(B933,'Seasonal Customer Count'!$B:$P,15,FALSE),\"Check\")),0)","v":1},{"$f":"IFERROR(IF(OR(C933=\"S\",C933=\"D\"),VLOOKUP(B933,'Seasonal Customer Count'!$B:$P,8,FALSE),IF(C933=\"W\",VLOOKUP(B933,'Seasonal Customer Count'!$B:$P,16,FALSE),\"Check\")),0)","v":0},{"$f":"Summary!$D$8*(K933*'Average Project Size'!$F$6+L933*'Average Project Size'!$F$7+M933*'Average Project Size'!$F$8+N933*'Average Project Size'!$F$10+O933*'Average Project Size'!$F$9)/1000","v":6.8070197710228028E-2},{"$f":"Summary!$D$8*(K933*F933*'Average Project Size'!$F$6+L933*G933*'Average Project Size'!$F$7+M933*H933*'Average Project Size'!$F$8+N933*I933*'Average Project Size'!$F$10+O933*J933*'Average Project Size'!$F$9)/1000","v":3.0482792774176135E-2}]
[null,{"$f":"'Peak Identification'!B932","v":"STRD12"},{"$f":"'Peak Identification'!D932","v":"S"},{"$f":"'Peak Identification'!E932","v":16},{"$f":"VLOOKUP($D934,'DER Output'!$S$17:$X$41,6,FALSE)","v":0.22644022312513051},{"$f":"IF($C934=\"S\",VLOOKUP($D934,'DER Output'!$S$18:$W$41,2,FALSE),VLOOKUP($D934,'DER Output'!$S$18:$W$41,3,FALSE))","v":0.44781407722569133},{"$f":"IF($C934=\"S\",VLOOKUP($D934,'DER Output'!$S$18:$W$41,4,FALSE),VLOOKUP($D934,'DER Output'!$S$18:$W$41,5,FALSE))","v":0.44781407722569133},{"$f":"IF($C934=\"S\",VLOOKUP($D934,'DER Output'!$S$18:$W$41,4,FALSE),VLOOKUP($D934,'DER Output'!$S$18:$W$41,5,FALSE))","v":0.44781407722569133},{"$f":"IF($C934=\"S\",VLOOKUP($D934,'DER Output'!$S$18:$W$41,4,FALSE),VLOOKUP($D934,'DER Output'!$S$18:$W$41,5,FALSE))","v":0.44781407722569133},{"$f":"IF($C934=\"S\",VLOOKUP($D934,'DER Output'!$S$18:$W$41,4,FALSE),VLOOKUP($D934,'DER Output'!$S$18:$W$41,5,FALSE))","v":0.44781407722569133},{"$f":"IFERROR(IF(OR(C934=\"S\",C934=\"D\"),VLOOKUP(B934,'Seasonal Customer Count'!$B:$I,4,FALSE),IF(C934=\"W\",VLOOKUP(B934,'Seasonal Customer Count'!$B:$P,12,FALSE),\"Check\")),0)","v":1190},{"$f":"IFERROR(IF(OR(C934=\"S\",C934=\"D\"),VLOOKUP(B934,'Seasonal Customer Count'!$B:$P,5,FALSE),IF(C934=\"W\",VLOOKUP(B934,'Seasonal Customer Count'!$B:$P,13,FALSE),\"Check\")),0)","v":84},{"$f":"IFERROR(IF(OR(C934=\"S\",C934=\"D\"),VLOOKUP(B934,'Seasonal Customer Count'!$B:$P,6,FALSE),IF(C934=\"W\",VLOOKUP(B934,'Seasonal Customer Count'!$B:$P,14,FALSE),\"Check\")),0)","v":67},{"$f":"IFERROR(IF(OR(C934=\"S\",C934=\"D\"),VLOOKUP(B934,'Seasonal Customer Count'!$B:$P,7,FALSE),IF(C934=\"W\",VLOOKUP(B934,'Seasonal Customer Count'!$B:$P,15,FALSE),\"Check\")),0)","v":2},{"$f":"IFERROR(IF(OR(C934=\"S\",C934=\"D\"),VLOOKUP(B934,'Seasonal Customer Count'!$B:$P,8,FALSE),IF(C934=\"W\",VLOOKUP(B934,'Seasonal Customer Count'!$B:$P,16,FALSE),\"Check\")),0)","v":2},{"$f":"Summary!$D$8*(K934*'Average Project Size'!$F$6+L934*'Average Project Size'!$F$7+M934*'Average Project Size'!$F$8+N934*'Average Project Size'!$F$10+O934*'Average Project Size'!$F$9)/1000","v":7.212643075412728E-2},{"$f":"Summary!$D$8*(K934*F934*'Average Project Size'!$F$6+L934*G934*'Average Project Size'!$F$7+M934*H934*'Average Project Size'!$F$8+N934*I934*'Average Project Size'!$F$10+O934*J934*'Average Project Size'!$F$9)/1000","v":3.2299231031742225E-2}]
[null,{"$f":"'Peak Identification'!B933","v":"STRD13"},{"$f":"'Peak Identification'!D933","v":"S"},{"$f":"'Peak Identification'!E933","v":19},{"$f":"VLOOKUP($D935,'DER Output'!$S$17:$X$41,6,FALSE)","v":0.11066797934994306},{"$f":"IF($C935=\"S\",VLOOKUP($D935,'DER Output'!$S$18:$W$41,2,FALSE),VLOOKUP($D935,'DER Output'!$S$18:$W$41,3,FALSE))","v":7.5840560103576066E-2},{"$f":"IF($C935=\"S\",VLOOKUP($D935,'DER Output'!$S$18:$W$41,4,FALSE),VLOOKUP($D935,'DER Output'!$S$18:$W$41,5,FALSE))","v":7.5840560103576066E-2},{"$f":"IF($C935=\"S\",VLOOKUP($D935,'DER Output'!$S$18:$W$41,4,FALSE),VLOOKUP($D935,'DER Output'!$S$18:$W$41,5,FALSE))","v":7.5840560103576066E-2},{"$f":"IF($C935=\"S\",VLOOKUP($D935,'DER Output'!$S$18:$W$41,4,FALSE),VLOOKUP($D935,'DER Output'!$S$18:$W$41,5,FALSE))","v":7.5840560103576066E-2},{"$f":"IF($C935=\"S\",VLOOKUP($D935,'DER Output'!$S$18:$W$41,4,FALSE),VLOOKUP($D935,'DER Output'!$S$18:$W$41,5,FALSE))","v":7.5840560103576066E-2},{"$f":"IFERROR(IF(OR(C935=\"S\",C935=\"D\"),VLOOKUP(B935,'Seasonal Customer Count'!$B:$I,4,FALSE),IF(C935=\"W\",VLOOKUP(B935,'Seasonal Customer Count'!$B:$P,12,FALSE),\"Check\")),0)","v":1618},{"$f":"IFERROR(IF(OR(C935=\"S\",C935=\"D\"),VLOOKUP(B935,'Seasonal Customer Count'!$B:$P,5,FALSE),IF(C935=\"W\",VLOOKUP(B935,'Seasonal Customer Count'!$B:$P,13,FALSE),\"Check\")),0)","v":23},{"$f":"IFERROR(IF(OR(C935=\"S\",C935=\"D\"),VLOOKUP(B935,'Seasonal Customer Count'!$B:$P,6,FALSE),IF(C935=\"W\",VLOOKUP(B935,'Seasonal Customer Count'!$B:$P,14,FALSE),\"Check\")),0)","v":15},{"$f":"IFERROR(IF(OR(C935=\"S\",C935=\"D\"),VLOOKUP(B935,'Seasonal Customer Count'!$B:$P,7,FALSE),IF(C935=\"W\",VLOOKUP(B935,'Seasonal Customer Count'!$B:$P,15,FALSE),\"Check\")),0)","v":1},{"$f":"IFERROR(IF(OR(C935=\"S\",C935=\"D\"),VLOOKUP(B935,'Seasonal Customer Count'!$B:$P,8,FALSE),IF(C935=\"W\",VLOOKUP(B935,'Seasonal Customer Count'!$B:$P,16,FALSE),\"Check\")),0)","v":0},{"$f":"Summary!$D$8*(K935*'Average Project Size'!$F$6+L935*'Average Project Size'!$F$7+M935*'Average Project Size'!$F$8+N935*'Average Project Size'!$F$10+O935*'Average Project Size'!$F$9)/1000","v":7.1513488177618156E-2},{"$f":"Summary!$D$8*(K935*F935*'Average Project Size'!$F$6+L935*G935*'Average Project Size'!$F$7+M935*H935*'Average Project Size'!$F$8+N935*I935*'Average Project Size'!$F$10+O935*J935*'Average Project Size'!$F$9)/1000","v":5.4236229983510255E-3}]
[null,{"$f":"'Peak Identification'!B934","v":"STRD14"},{"$f":"'Peak Identification'!D934","v":"S"},{"$f":"'Peak Identification'!E934","v":17},{"$f":"VLOOKUP($D936,'DER Output'!$S$17:$X$41,6,FALSE)","v":0.19174838710475617},{"$f":"IF($C936=\"S\",VLOOKUP($D936,'DER Output'!$S$18:$W$41,2,FALSE),VLOOKUP($D936,'DER Output'!$S$18:$W$41,3,FALSE))","v":0.30300399777640191},{"$f":"IF($C936=\"S\",VLOOKUP($D936,'DER Output'!$S$18:$W$41,4,FALSE),VLOOKUP($D936,'DER Output'!$S$18:$W$41,5,FALSE))","v":0.30300399777640191},{"$f":"IF($C936=\"S\",VLOOKUP($D936,'DER Output'!$S$18:$W$41,4,FALSE),VLOOKUP($D936,'DER Output'!$S$18:$W$41,5,FALSE))","v":0.30300399777640191},{"$f":"IF($C936=\"S\",VLOOKUP($D936,'DER Output'!$S$18:$W$41,4,FALSE),VLOOKUP($D936,'DER Output'!$S$18:$W$41,5,FALSE))","v":0.30300399777640191},{"$f":"IF($C936=\"S\",VLOOKUP($D936,'DER Output'!$S$18:$W$41,4,FALSE),VLOOKUP($D936,'DER Output'!$S$18:$W$41,5,FALSE))","v":0.30300399777640191},{"$f":"IFERROR(IF(OR(C936=\"S\",C936=\"D\"),VLOOKUP(B936,'Seasonal Customer Count'!$B:$I,4,FALSE),IF(C936=\"W\",VLOOKUP(B936,'Seasonal Customer Count'!$B:$P,12,FALSE),\"Check\")),0)","v":0},{"$f":"IFERROR(IF(OR(C936=\"S\",C936=\"D\"),VLOOKUP(B936,'Seasonal Customer Count'!$B:$P,5,FALSE),IF(C936=\"W\",VLOOKUP(B936,'Seasonal Customer Count'!$B:$P,13,FALSE),\"Check\")),0)","v":0},{"$f":"IFERROR(IF(OR(C936=\"S\",C936=\"D\"),VLOOKUP(B936,'Seasonal Customer Count'!$B:$P,6,FALSE),IF(C936=\"W\",VLOOKUP(B936,'Seasonal Customer Count'!$B:$P,14,FALSE),\"Check\")),0)","v":0},{"$f":"IFERROR(IF(OR(C936=\"S\",C936=\"D\"),VLOOKUP(B936,'Seasonal Customer Count'!$B:$P,7,FALSE),IF(C936=\"W\",VLOOKUP(B936,'Seasonal Customer Count'!$B:$P,15,FALSE),\"Check\")),0)","v":0},{"$f":"IFERROR(IF(OR(C936=\"S\",C936=\"D\"),VLOOKUP(B936,'Seasonal Customer Count'!$B:$P,8,FALSE),IF(C936=\"W\",VLOOKUP(B936,'Seasonal Customer Count'!$B:$P,16,FALSE),\"Check\")),0)","v":0},{"$f":"Summary!$D$8*(K936*'Average Project Size'!$F$6+L936*'Average Project Size'!$F$7+M936*'Average Project Size'!$F$8+N936*'Average Project Size'!$F$10+O936*'Average Project Size'!$F$9)/1000","v":0},{"$f":"Summary!$D$8*(K936*F936*'Average Project Size'!$F$6+L936*G936*'Average Project Size'!$F$7+M936*H936*'Average Project Size'!$F$8+N936*I936*'Average Project Size'!$F$10+O936*J936*'Average Project Size'!$F$9)/1000","v":0}]
[null,{"$f":"'Peak Identification'!B935","v":"STRD15"},{"$f":"'Peak Identification'!D935","v":"S"},{"$f":"'Peak Identification'!E935","v":16},{"$f":"VLOOKUP($D937,'DER Output'!$S$17:$X$41,6,FALSE)","v":0.22644022312513051},{"$f":"IF($C937=\"S\",VLOOKUP($D937,'DER Output'!$S$18:$W$41,2,FALSE),VLOOKUP($D937,'DER Output'!$S$18:$W$41,3,FALSE))","v":0.44781407722569133},{"$f":"IF($C937=\"S\",VLOOKUP($D937,'DER Output'!$S$18:$W$41,4,FALSE),VLOOKUP($D937,'DER Output'!$S$18:$W$41,5,FALSE))","v":0.44781407722569133},{"$f":"IF($C937=\"S\",VLOOKUP($D937,'DER Output'!$S$18:$W$41,4,FALSE),VLOOKUP($D937,'DER Output'!$S$18:$W$41,5,FALSE))","v":0.44781407722569133},{"$f":"IF($C937=\"S\",VLOOKUP($D937,'DER Output'!$S$18:$W$41,4,FALSE),VLOOKUP($D937,'DER Output'!$S$18:$W$41,5,FALSE))","v":0.44781407722569133},{"$f":"IF($C937=\"S\",VLOOKUP($D937,'DER Output'!$S$18:$W$41,4,FALSE),VLOOKUP($D937,'DER Output'!$S$18:$W$41,5,FALSE))","v":0.44781407722569133},{"$f":"IFERROR(IF(OR(C937=\"S\",C937=\"D\"),VLOOKUP(B937,'Seasonal Customer Count'!$B:$I,4,FALSE),IF(C937=\"W\",VLOOKUP(B937,'Seasonal Customer Count'!$B:$P,12,FALSE),\"Check\")),0)","v":0},{"$f":"IFERROR(IF(OR(C937=\"S\",C937=\"D\"),VLOOKUP(B937,'Seasonal Customer Count'!$B:$P,5,FALSE),IF(C937=\"W\",VLOOKUP(B937,'Seasonal Customer Count'!$B:$P,13,FALSE),\"Check\")),0)","v":0},{"$f":"IFERROR(IF(OR(C937=\"S\",C937=\"D\"),VLOOKUP(B937,'Seasonal Customer Count'!$B:$P,6,FALSE),IF(C937=\"W\",VLOOKUP(B937,'Seasonal Customer Count'!$B:$P,14,FALSE),\"Check\")),0)","v":0},{"$f":"IFERROR(IF(OR(C937=\"S\",C937=\"D\"),VLOOKUP(B937,'Seasonal Customer Count'!$B:$P,7,FALSE),IF(C937=\"W\",VLOOKUP(B937,'Seasonal Customer Count'!$B:$P,15,FALSE),\"Check\")),0)","v":0},{"$f":"IFERROR(IF(OR(C937=\"S\",C937=\"D\"),VLOOKUP(B937,'Seasonal Customer Count'!$B:$P,8,FALSE),IF(C937=\"W\",VLOOKUP(B937,'Seasonal Customer Count'!$B:$P,16,FALSE),\"Check\")),0)","v":0},{"$f":"Summary!$D$8*(K937*'Average Project Size'!$F$6+L937*'Average Project Size'!$F$7+M937*'Average Project Size'!$F$8+N937*'Average Project Size'!$F$10+O937*'Average Project Size'!$F$9)/1000","v":0},{"$f":"Summary!$D$8*(K937*F937*'Average Project Size'!$F$6+L937*G937*'Average Project Size'!$F$7+M937*H937*'Average Project Size'!$F$8+N937*I937*'Average Project Size'!$F$10+O937*J937*'Average Project Size'!$F$9)/1000","v":0}]
[null,{"$f":"'Peak Identification'!B936","v":"STRD16"},{"$f":"'Peak Identification'!D936","v":"S"},{"$f":"'Peak Identification'!E936","v":18},{"$f":"VLOOKUP($D938,'DER Output'!$S$17:$X$41,6,FALSE)","v":0.16032398020038169},{"$f":"IF($C938=\"S\",VLOOKUP($D938,'DER Output'!$S$18:$W$41,2,FALSE),VLOOKUP($D938,'DER Output'!$S$18:$W$41,3,FALSE))","v":0.17224423800777711},{"$f":"IF($C938=\"S\",VLOOKUP($D938,'DER Output'!$S$18:$W$41,4,FALSE),VLOOKUP($D938,'DER Output'!$S$18:$W$41,5,FALSE))","v":0.17224423800777711},{"$f":"IF($C938=\"S\",VLOOKUP($D938,'DER Output'!$S$18:$W$41,4,FALSE),VLOOKUP($D938,'DER Output'!$S$18:$W$41,5,FALSE))","v":0.17224423800777711},{"$f":"IF($C938=\"S\",VLOOKUP($D938,'DER Output'!$S$18:$W$41,4,FALSE),VLOOKUP($D938,'DER Output'!$S$18:$W$41,5,FALSE))","v":0.17224423800777711},{"$f":"IF($C938=\"S\",VLOOKUP($D938,'DER Output'!$S$18:$W$41,4,FALSE),VLOOKUP($D938,'DER Output'!$S$18:$W$41,5,FALSE))","v":0.17224423800777711},{"$f":"IFERROR(IF(OR(C938=\"S\",C938=\"D\"),VLOOKUP(B938,'Seasonal Customer Count'!$B:$I,4,FALSE),IF(C938=\"W\",VLOOKUP(B938,'Seasonal Customer Count'!$B:$P,12,FALSE),\"Check\")),0)","v":0},{"$f":"IFERROR(IF(OR(C938=\"S\",C938=\"D\"),VLOOKUP(B938,'Seasonal Customer Count'!$B:$P,5,FALSE),IF(C938=\"W\",VLOOKUP(B938,'Seasonal Customer Count'!$B:$P,13,FALSE),\"Check\")),0)","v":0},{"$f":"IFERROR(IF(OR(C938=\"S\",C938=\"D\"),VLOOKUP(B938,'Seasonal Customer Count'!$B:$P,6,FALSE),IF(C938=\"W\",VLOOKUP(B938,'Seasonal Customer Count'!$B:$P,14,FALSE),\"Check\")),0)","v":0},{"$f":"IFERROR(IF(OR(C938=\"S\",C938=\"D\"),VLOOKUP(B938,'Seasonal Customer Count'!$B:$P,7,FALSE),IF(C938=\"W\",VLOOKUP(B938,'Seasonal Customer Count'!$B:$P,15,FALSE),\"Check\")),0)","v":0},{"$f":"IFERROR(IF(OR(C938=\"S\",C938=\"D\"),VLOOKUP(B938,'Seasonal Customer Count'!$B:$P,8,FALSE),IF(C938=\"W\",VLOOKUP(B938,'Seasonal Customer Count'!$B:$P,16,FALSE),\"Check\")),0)","v":0},{"$f":"Summary!$D$8*(K938*'Average Project Size'!$F$6+L938*'Average Project Size'!$F$7+M938*'Average Project Size'!$F$8+N938*'Average Project Size'!$F$10+O938*'Average Project Size'!$F$9)/1000","v":0},{"$f":"Summary!$D$8*(K938*F938*'Average Project Size'!$F$6+L938*G938*'Average Project Size'!$F$7+M938*H938*'Average Project Size'!$F$8+N938*I938*'Average Project Size'!$F$10+O938*J938*'Average Project Size'!$F$9)/1000","v":0}]
[null,{"$f":"'Peak Identification'!B937","v":"STRD T-131"},{"$f":"'Peak Identification'!D937","v":"S"},{"$f":"'Peak Identification'!E937","v":16},{"$f":"VLOOKUP($D939,'DER Output'!$S$17:$X$41,6,FALSE)","v":0.22644022312513051},{"$f":"IF($C939=\"S\",VLOOKUP($D939,'DER Output'!$S$18:$W$41,2,FALSE),VLOOKUP($D939,'DER Output'!$S$18:$W$41,3,FALSE))","v":0.44781407722569133},{"$f":"IF($C939=\"S\",VLOOKUP($D939,'DER Output'!$S$18:$W$41,4,FALSE),VLOOKUP($D939,'DER Output'!$S$18:$W$41,5,FALSE))","v":0.44781407722569133},{"$f":"IF($C939=\"S\",VLOOKUP($D939,'DER Output'!$S$18:$W$41,4,FALSE),VLOOKUP($D939,'DER Output'!$S$18:$W$41,5,FALSE))","v":0.44781407722569133},{"$f":"IF($C939=\"S\",VLOOKUP($D939,'DER Output'!$S$18:$W$41,4,FALSE),VLOOKUP($D939,'DER Output'!$S$18:$W$41,5,FALSE))","v":0.44781407722569133},{"$f":"IF($C939=\"S\",VLOOKUP($D939,'DER Output'!$S$18:$W$41,4,FALSE),VLOOKUP($D939,'DER Output'!$S$18:$W$41,5,FALSE))","v":0.44781407722569133},{"$f":"IFERROR(IF(OR(C939=\"S\",C939=\"D\"),VLOOKUP(B939,'Seasonal Customer Count'!$B:$I,4,FALSE),IF(C939=\"W\",VLOOKUP(B939,'Seasonal Customer Count'!$B:$P,12,FALSE),\"Check\")),0)","v":3682},{"$f":"IFERROR(IF(OR(C939=\"S\",C939=\"D\"),VLOOKUP(B939,'Seasonal Customer Count'!$B:$P,5,FALSE),IF(C939=\"W\",VLOOKUP(B939,'Seasonal Customer Count'!$B:$P,13,FALSE),\"Check\")),0)","v":165},{"$f":"IFERROR(IF(OR(C939=\"S\",C939=\"D\"),VLOOKUP(B939,'Seasonal Customer Count'!$B:$P,6,FALSE),IF(C939=\"W\",VLOOKUP(B939,'Seasonal Customer Count'!$B:$P,14,FALSE),\"Check\")),0)","v":234},{"$f":"IFERROR(IF(OR(C939=\"S\",C939=\"D\"),VLOOKUP(B939,'Seasonal Customer Count'!$B:$P,7,FALSE),IF(C939=\"W\",VLOOKUP(B939,'Seasonal Customer Count'!$B:$P,15,FALSE),\"Check\")),0)","v":4},{"$f":"IFERROR(IF(OR(C939=\"S\",C939=\"D\"),VLOOKUP(B939,'Seasonal Customer Count'!$B:$P,8,FALSE),IF(C939=\"W\",VLOOKUP(B939,'Seasonal Customer Count'!$B:$P,16,FALSE),\"Check\")),0)","v":2},{"$f":"Summary!$D$8*(K939*'Average Project Size'!$F$6+L939*'Average Project Size'!$F$7+M939*'Average Project Size'!$F$8+N939*'Average Project Size'!$F$10+O939*'Average Project Size'!$F$9)/1000","v":0.21171011664197345},{"$f":"Summary!$D$8*(K939*F939*'Average Project Size'!$F$6+L939*G939*'Average Project Size'!$F$7+M939*H939*'Average Project Size'!$F$8+N939*I939*'Average Project Size'!$F$10+O939*J939*'Average Project Size'!$F$9)/1000","v":9.4806770523368805E-2}]
[null,{"$f":"'Peak Identification'!B938","v":"STRD T-132"},{"$f":"'Peak Identification'!D938","v":"S"},{"$f":"'Peak Identification'!E938","v":0},{"$f":"VLOOKUP($D940,'DER Output'!$S$17:$X$41,6,FALSE)","v":0},{"$f":"IF($C940=\"S\",VLOOKUP($D940,'DER Output'!$S$18:$W$41,2,FALSE),VLOOKUP($D940,'DER Output'!$S$18:$W$41,3,FALSE))","v":5.9141103405834004E-4},{"$f":"IF($C940=\"S\",VLOOKUP($D940,'DER Output'!$S$18:$W$41,4,FALSE),VLOOKUP($D940,'DER Output'!$S$18:$W$41,5,FALSE))","v":5.9141103405834004E-4},{"$f":"IF($C940=\"S\",VLOOKUP($D940,'DER Output'!$S$18:$W$41,4,FALSE),VLOOKUP($D940,'DER Output'!$S$18:$W$41,5,FALSE))","v":5.9141103405834004E-4},{"$f":"IF($C940=\"S\",VLOOKUP($D940,'DER Output'!$S$18:$W$41,4,FALSE),VLOOKUP($D940,'DER Output'!$S$18:$W$41,5,FALSE))","v":5.9141103405834004E-4},{"$f":"IF($C940=\"S\",VLOOKUP($D940,'DER Output'!$S$18:$W$41,4,FALSE),VLOOKUP($D940,'DER Output'!$S$18:$W$41,5,FALSE))","v":5.9141103405834004E-4},{"$f":"IFERROR(IF(OR(C940=\"S\",C940=\"D\"),VLOOKUP(B940,'Seasonal Customer Count'!$B:$I,4,FALSE),IF(C940=\"W\",VLOOKUP(B940,'Seasonal Customer Count'!$B:$P,12,FALSE),\"Check\")),0)","v":0},{"$f":"IFERROR(IF(OR(C940=\"S\",C940=\"D\"),VLOOKUP(B940,'Seasonal Customer Count'!$B:$P,5,FALSE),IF(C940=\"W\",VLOOKUP(B940,'Seasonal Customer Count'!$B:$P,13,FALSE),\"Check\")),0)","v":0},{"$f":"IFERROR(IF(OR(C940=\"S\",C940=\"D\"),VLOOKUP(B940,'Seasonal Customer Count'!$B:$P,6,FALSE),IF(C940=\"W\",VLOOKUP(B940,'Seasonal Customer Count'!$B:$P,14,FALSE),\"Check\")),0)","v":0},{"$f":"IFERROR(IF(OR(C940=\"S\",C940=\"D\"),VLOOKUP(B940,'Seasonal Customer Count'!$B:$P,7,FALSE),IF(C940=\"W\",VLOOKUP(B940,'Seasonal Customer Count'!$B:$P,15,FALSE),\"Check\")),0)","v":0},{"$f":"IFERROR(IF(OR(C940=\"S\",C940=\"D\"),VLOOKUP(B940,'Seasonal Customer Count'!$B:$P,8,FALSE),IF(C940=\"W\",VLOOKUP(B940,'Seasonal Customer Count'!$B:$P,16,FALSE),\"Check\")),0)","v":0},{"$f":"Summary!$D$8*(K940*'Average Project Size'!$F$6+L940*'Average Project Size'!$F$7+M940*'Average Project Size'!$F$8+N940*'Average Project Size'!$F$10+O940*'Average Project Size'!$F$9)/1000","v":0},{"$f":"Summary!$D$8*(K940*F940*'Average Project Size'!$F$6+L940*G940*'Average Project Size'!$F$7+M940*H940*'Average Project Size'!$F$8+N940*I940*'Average Project Size'!$F$10+O940*J940*'Average Project Size'!$F$9)/1000","v":0}]
[null,{"$f":"'Peak Identification'!B939","v":"SUGR41"},{"$f":"'Peak Identification'!D939","v":"W"},{"$f":"'Peak Identification'!E939","v":7},{"$f":"VLOOKUP($D941,'DER Output'!$S$17:$X$41,6,FALSE)","v":0},{"$f":"IF($C941=\"S\",VLOOKUP($D941,'DER Output'!$S$18:$W$41,2,FALSE),VLOOKUP($D941,'DER Output'!$S$18:$W$41,3,FALSE))","v":1.6354374218706029E-3},{"$f":"IF($C941=\"S\",VLOOKUP($D941,'DER Output'!$S$18:$W$41,4,FALSE),VLOOKUP($D941,'DER Output'!$S$18:$W$41,5,FALSE))","v":1.6354374218706029E-3},{"$f":"IF($C941=\"S\",VLOOKUP($D941,'DER Output'!$S$18:$W$41,4,FALSE),VLOOKUP($D941,'DER Output'!$S$18:$W$41,5,FALSE))","v":1.6354374218706029E-3},{"$f":"IF($C941=\"S\",VLOOKUP($D941,'DER Output'!$S$18:$W$41,4,FALSE),VLOOKUP($D941,'DER Output'!$S$18:$W$41,5,FALSE))","v":1.6354374218706029E-3},{"$f":"IF($C941=\"S\",VLOOKUP($D941,'DER Output'!$S$18:$W$41,4,FALSE),VLOOKUP($D941,'DER Output'!$S$18:$W$41,5,FALSE))","v":1.6354374218706029E-3},{"$f":"IFERROR(IF(OR(C941=\"S\",C941=\"D\"),VLOOKUP(B941,'Seasonal Customer Count'!$B:$I,4,FALSE),IF(C941=\"W\",VLOOKUP(B941,'Seasonal Customer Count'!$B:$P,12,FALSE),\"Check\")),0)","v":91},{"$f":"IFERROR(IF(OR(C941=\"S\",C941=\"D\"),VLOOKUP(B941,'Seasonal Customer Count'!$B:$P,5,FALSE),IF(C941=\"W\",VLOOKUP(B941,'Seasonal Customer Count'!$B:$P,13,FALSE),\"Check\")),0)","v":97},{"$f":"IFERROR(IF(OR(C941=\"S\",C941=\"D\"),VLOOKUP(B941,'Seasonal Customer Count'!$B:$P,6,FALSE),IF(C941=\"W\",VLOOKUP(B941,'Seasonal Customer Count'!$B:$P,14,FALSE),\"Check\")),0)","v":0},{"$f":"IFERROR(IF(OR(C941=\"S\",C941=\"D\"),VLOOKUP(B941,'Seasonal Customer Count'!$B:$P,7,FALSE),IF(C941=\"W\",VLOOKUP(B941,'Seasonal Customer Count'!$B:$P,15,FALSE),\"Check\")),0)","v":14},{"$f":"IFERROR(IF(OR(C941=\"S\",C941=\"D\"),VLOOKUP(B941,'Seasonal Customer Count'!$B:$P,8,FALSE),IF(C941=\"W\",VLOOKUP(B941,'Seasonal Customer Count'!$B:$P,16,FALSE),\"Check\")),0)","v":0},{"$f":"Summary!$D$8*(K941*'Average Project Size'!$F$6+L941*'Average Project Size'!$F$7+M941*'Average Project Size'!$F$8+N941*'Average Project Size'!$F$10+O941*'Average Project Size'!$F$9)/1000","v":5.1828806004271095E-2},{"$f":"Summary!$D$8*(K941*F941*'Average Project Size'!$F$6+L941*G941*'Average Project Size'!$F$7+M941*H941*'Average Project Size'!$F$8+N941*I941*'Average Project Size'!$F$10+O941*J941*'Average Project Size'!$F$9)/1000","v":8.4762768870256741E-5}]
[null,{"$f":"'Peak Identification'!B940","v":"SUGR42"},{"$f":"'Peak Identification'!D940","v":"W"},{"$f":"'Peak Identification'!E940","v":8},{"$f":"VLOOKUP($D942,'DER Output'!$S$17:$X$41,6,FALSE)","v":0},{"$f":"IF($C942=\"S\",VLOOKUP($D942,'DER Output'!$S$18:$W$41,2,FALSE),VLOOKUP($D942,'DER Output'!$S$18:$W$41,3,FALSE))","v":2.4357194050013426E-2},{"$f":"IF($C942=\"S\",VLOOKUP($D942,'DER Output'!$S$18:$W$41,4,FALSE),VLOOKUP($D942,'DER Output'!$S$18:$W$41,5,FALSE))","v":2.4357194050013426E-2},{"$f":"IF($C942=\"S\",VLOOKUP($D942,'DER Output'!$S$18:$W$41,4,FALSE),VLOOKUP($D942,'DER Output'!$S$18:$W$41,5,FALSE))","v":2.4357194050013426E-2},{"$f":"IF($C942=\"S\",VLOOKUP($D942,'DER Output'!$S$18:$W$41,4,FALSE),VLOOKUP($D942,'DER Output'!$S$18:$W$41,5,FALSE))","v":2.4357194050013426E-2},{"$f":"IF($C942=\"S\",VLOOKUP($D942,'DER Output'!$S$18:$W$41,4,FALSE),VLOOKUP($D942,'DER Output'!$S$18:$W$41,5,FALSE))","v":2.4357194050013426E-2},{"$f":"IFERROR(IF(OR(C942=\"S\",C942=\"D\"),VLOOKUP(B942,'Seasonal Customer Count'!$B:$I,4,FALSE),IF(C942=\"W\",VLOOKUP(B942,'Seasonal Customer Count'!$B:$P,12,FALSE),\"Check\")),0)","v":35},{"$f":"IFERROR(IF(OR(C942=\"S\",C942=\"D\"),VLOOKUP(B942,'Seasonal Customer Count'!$B:$P,5,FALSE),IF(C942=\"W\",VLOOKUP(B942,'Seasonal Customer Count'!$B:$P,13,FALSE),\"Check\")),0)","v":17},{"$f":"IFERROR(IF(OR(C942=\"S\",C942=\"D\"),VLOOKUP(B942,'Seasonal Customer Count'!$B:$P,6,FALSE),IF(C942=\"W\",VLOOKUP(B942,'Seasonal Customer Count'!$B:$P,14,FALSE),\"Check\")),0)","v":0},{"$f":"IFERROR(IF(OR(C942=\"S\",C942=\"D\"),VLOOKUP(B942,'Seasonal Customer Count'!$B:$P,7,FALSE),IF(C942=\"W\",VLOOKUP(B942,'Seasonal Customer Count'!$B:$P,15,FALSE),\"Check\")),0)","v":9},{"$f":"IFERROR(IF(OR(C942=\"S\",C942=\"D\"),VLOOKUP(B942,'Seasonal Customer Count'!$B:$P,8,FALSE),IF(C942=\"W\",VLOOKUP(B942,'Seasonal Customer Count'!$B:$P,16,FALSE),\"Check\")),0)","v":0},{"$f":"Summary!$D$8*(K942*'Average Project Size'!$F$6+L942*'Average Project Size'!$F$7+M942*'Average Project Size'!$F$8+N942*'Average Project Size'!$F$10+O942*'Average Project Size'!$F$9)/1000","v":2.9057653197439599E-2},{"$f":"Summary!$D$8*(K942*F942*'Average Project Size'!$F$6+L942*G942*'Average Project Size'!$F$7+M942*H942*'Average Project Size'!$F$8+N942*I942*'Average Project Size'!$F$10+O942*J942*'Average Project Size'!$F$9)/1000","v":7.0776289756802958E-4}]
[null,{"$f":"'Peak Identification'!B941","v":"SUGR T-131"},{"$f":"'Peak Identification'!D941","v":"W"},{"$f":"'Peak Identification'!E941","v":19},{"$f":"VLOOKUP($D943,'DER Output'!$S$17:$X$41,6,FALSE)","v":0.11066797934994306},{"$f":"IF($C943=\"S\",VLOOKUP($D943,'DER Output'!$S$18:$W$41,2,FALSE),VLOOKUP($D943,'DER Output'!$S$18:$W$41,3,FALSE))","v":1.9564765866800441E-4},{"$f":"IF($C943=\"S\",VLOOKUP($D943,'DER Output'!$S$18:$W$41,4,FALSE),VLOOKUP($D943,'DER Output'!$S$18:$W$41,5,FALSE))","v":1.9564765866800441E-4},{"$f":"IF($C943=\"S\",VLOOKUP($D943,'DER Output'!$S$18:$W$41,4,FALSE),VLOOKUP($D943,'DER Output'!$S$18:$W$41,5,FALSE))","v":1.9564765866800441E-4},{"$f":"IF($C943=\"S\",VLOOKUP($D943,'DER Output'!$S$18:$W$41,4,FALSE),VLOOKUP($D943,'DER Output'!$S$18:$W$41,5,FALSE))","v":1.9564765866800441E-4},{"$f":"IF($C943=\"S\",VLOOKUP($D943,'DER Output'!$S$18:$W$41,4,FALSE),VLOOKUP($D943,'DER Output'!$S$18:$W$41,5,FALSE))","v":1.9564765866800441E-4},{"$f":"IFERROR(IF(OR(C943=\"S\",C943=\"D\"),VLOOKUP(B943,'Seasonal Customer Count'!$B:$I,4,FALSE),IF(C943=\"W\",VLOOKUP(B943,'Seasonal Customer Count'!$B:$P,12,FALSE),\"Check\")),0)","v":35},{"$f":"IFERROR(IF(OR(C943=\"S\",C943=\"D\"),VLOOKUP(B943,'Seasonal Customer Count'!$B:$P,5,FALSE),IF(C943=\"W\",VLOOKUP(B943,'Seasonal Customer Count'!$B:$P,13,FALSE),\"Check\")),0)","v":17},{"$f":"IFERROR(IF(OR(C943=\"S\",C943=\"D\"),VLOOKUP(B943,'Seasonal Customer Count'!$B:$P,6,FALSE),IF(C943=\"W\",VLOOKUP(B943,'Seasonal Customer Count'!$B:$P,14,FALSE),\"Check\")),0)","v":0},{"$f":"IFERROR(IF(OR(C943=\"S\",C943=\"D\"),VLOOKUP(B943,'Seasonal Customer Count'!$B:$P,7,FALSE),IF(C943=\"W\",VLOOKUP(B943,'Seasonal Customer Count'!$B:$P,15,FALSE),\"Check\")),0)","v":9},{"$f":"IFERROR(IF(OR(C943=\"S\",C943=\"D\"),VLOOKUP(B943,'Seasonal Customer Count'!$B:$P,8,FALSE),IF(C943=\"W\",VLOOKUP(B943,'Seasonal Customer Count'!$B:$P,16,FALSE),\"Check\")),0)","v":0},{"$f":"Summary!$D$8*(K943*'Average Project Size'!$F$6+L943*'Average Project Size'!$F$7+M943*'Average Project Size'!$F$8+N943*'Average Project Size'!$F$10+O943*'Average Project Size'!$F$9)/1000","v":2.9057653197439599E-2},{"$f":"Summary!$D$8*(K943*F943*'Average Project Size'!$F$6+L943*G943*'Average Project Size'!$F$7+M943*H943*'Average Project Size'!$F$8+N943*I943*'Average Project Size'!$F$10+O943*J943*'Average Project Size'!$F$9)/1000","v":5.6850618144659102E-6}]
[null,{"$f":"'Peak Identification'!B942","v":"SUGR T-132"},{"$f":"'Peak Identification'!D942","v":"W"},{"$f":"'Peak Identification'!E942","v":8},{"$f":"VLOOKUP($D944,'DER Output'!$S$17:$X$41,6,FALSE)","v":0},{"$f":"IF($C944=\"S\",VLOOKUP($D944,'DER Output'!$S$18:$W$41,2,FALSE),VLOOKUP($D944,'DER Output'!$S$18:$W$41,3,FALSE))","v":2.4357194050013426E-2},{"$f":"IF($C944=\"S\",VLOOKUP($D944,'DER Output'!$S$18:$W$41,4,FALSE),VLOOKUP($D944,'DER Output'!$S$18:$W$41,5,FALSE))","v":2.4357194050013426E-2},{"$f":"IF($C944=\"S\",VLOOKUP($D944,'DER Output'!$S$18:$W$41,4,FALSE),VLOOKUP($D944,'DER Output'!$S$18:$W$41,5,FALSE))","v":2.4357194050013426E-2},{"$f":"IF($C944=\"S\",VLOOKUP($D944,'DER Output'!$S$18:$W$41,4,FALSE),VLOOKUP($D944,'DER Output'!$S$18:$W$41,5,FALSE))","v":2.4357194050013426E-2},{"$f":"IF($C944=\"S\",VLOOKUP($D944,'DER Output'!$S$18:$W$41,4,FALSE),VLOOKUP($D944,'DER Output'!$S$18:$W$41,5,FALSE))","v":2.4357194050013426E-2},{"$f":"IFERROR(IF(OR(C944=\"S\",C944=\"D\"),VLOOKUP(B944,'Seasonal Customer Count'!$B:$I,4,FALSE),IF(C944=\"W\",VLOOKUP(B944,'Seasonal Customer Count'!$B:$P,12,FALSE),\"Check\")),0)","v":39},{"$f":"IFERROR(IF(OR(C944=\"S\",C944=\"D\"),VLOOKUP(B944,'Seasonal Customer Count'!$B:$P,5,FALSE),IF(C944=\"W\",VLOOKUP(B944,'Seasonal Customer Count'!$B:$P,13,FALSE),\"Check\")),0)","v":0},{"$f":"IFERROR(IF(OR(C944=\"S\",C944=\"D\"),VLOOKUP(B944,'Seasonal Customer Count'!$B:$P,6,FALSE),IF(C944=\"W\",VLOOKUP(B944,'Seasonal Customer Count'!$B:$P,14,FALSE),\"Check\")),0)","v":0},{"$f":"IFERROR(IF(OR(C944=\"S\",C944=\"D\"),VLOOKUP(B944,'Seasonal Customer Count'!$B:$P,7,FALSE),IF(C944=\"W\",VLOOKUP(B944,'Seasonal Customer Count'!$B:$P,15,FALSE),\"Check\")),0)","v":55},{"$f":"IFERROR(IF(OR(C944=\"S\",C944=\"D\"),VLOOKUP(B944,'Seasonal Customer Count'!$B:$P,8,FALSE),IF(C944=\"W\",VLOOKUP(B944,'Seasonal Customer Count'!$B:$P,16,FALSE),\"Check\")),0)","v":0},{"$f":"Summary!$D$8*(K944*'Average Project Size'!$F$6+L944*'Average Project Size'!$F$7+M944*'Average Project Size'!$F$8+N944*'Average Project Size'!$F$10+O944*'Average Project Size'!$F$9)/1000","v":0.1630032540942653},{"$f":"Summary!$D$8*(K944*F944*'Average Project Size'!$F$6+L944*G944*'Average Project Size'!$F$7+M944*H944*'Average Project Size'!$F$8+N944*I944*'Average Project Size'!$F$10+O944*J944*'Average Project Size'!$F$9)/1000","v":3.9703018907576654E-3}]
[null,{"$f":"'Peak Identification'!B943","v":"SWPO T-131"},{"$f":"'Peak Identification'!D943","v":"W"},{"$f":"'Peak Identification'!E943","v":14},{"$f":"VLOOKUP($D945,'DER Output'!$S$17:$X$41,6,FALSE)","v":0.26694349499860076},{"$f":"IF($C945=\"S\",VLOOKUP($D945,'DER Output'!$S$18:$W$41,2,FALSE),VLOOKUP($D945,'DER Output'!$S$18:$W$41,3,FALSE))","v":0.27846114888120072},{"$f":"IF($C945=\"S\",VLOOKUP($D945,'DER Output'!$S$18:$W$41,4,FALSE),VLOOKUP($D945,'DER Output'!$S$18:$W$41,5,FALSE))","v":0.27846114888120072},{"$f":"IF($C945=\"S\",VLOOKUP($D945,'DER Output'!$S$18:$W$41,4,FALSE),VLOOKUP($D945,'DER Output'!$S$18:$W$41,5,FALSE))","v":0.27846114888120072},{"$f":"IF($C945=\"S\",VLOOKUP($D945,'DER Output'!$S$18:$W$41,4,FALSE),VLOOKUP($D945,'DER Output'!$S$18:$W$41,5,FALSE))","v":0.27846114888120072},{"$f":"IF($C945=\"S\",VLOOKUP($D945,'DER Output'!$S$18:$W$41,4,FALSE),VLOOKUP($D945,'DER Output'!$S$18:$W$41,5,FALSE))","v":0.27846114888120072},{"$f":"IFERROR(IF(OR(C945=\"S\",C945=\"D\"),VLOOKUP(B945,'Seasonal Customer Count'!$B:$I,4,FALSE),IF(C945=\"W\",VLOOKUP(B945,'Seasonal Customer Count'!$B:$P,12,FALSE),\"Check\")),0)","v":0},{"$f":"IFERROR(IF(OR(C945=\"S\",C945=\"D\"),VLOOKUP(B945,'Seasonal Customer Count'!$B:$P,5,FALSE),IF(C945=\"W\",VLOOKUP(B945,'Seasonal Customer Count'!$B:$P,13,FALSE),\"Check\")),0)","v":0},{"$f":"IFERROR(IF(OR(C945=\"S\",C945=\"D\"),VLOOKUP(B945,'Seasonal Customer Count'!$B:$P,6,FALSE),IF(C945=\"W\",VLOOKUP(B945,'Seasonal Customer Count'!$B:$P,14,FALSE),\"Check\")),0)","v":0},{"$f":"IFERROR(IF(OR(C945=\"S\",C945=\"D\"),VLOOKUP(B945,'Seasonal Customer Count'!$B:$P,7,FALSE),IF(C945=\"W\",VLOOKUP(B945,'Seasonal Customer Count'!$B:$P,15,FALSE),\"Check\")),0)","v":0},{"$f":"IFERROR(IF(OR(C945=\"S\",C945=\"D\"),VLOOKUP(B945,'Seasonal Customer Count'!$B:$P,8,FALSE),IF(C945=\"W\",VLOOKUP(B945,'Seasonal Customer Count'!$B:$P,16,FALSE),\"Check\")),0)","v":0},{"$f":"Summary!$D$8*(K945*'Average Project Size'!$F$6+L945*'Average Project Size'!$F$7+M945*'Average Project Size'!$F$8+N945*'Average Project Size'!$F$10+O945*'Average Project Size'!$F$9)/1000","v":0},{"$f":"Summary!$D$8*(K945*F945*'Average Project Size'!$F$6+L945*G945*'Average Project Size'!$F$7+M945*H945*'Average Project Size'!$F$8+N945*I945*'Average Project Size'!$F$10+O945*J945*'Average Project Size'!$F$9)/1000","v":0}]
[null,{"$f":"'Peak Identification'!B944","v":"TABR12"},{"$f":"'Peak Identification'!D944","v":"S"},{"$f":"'Peak Identification'!E944","v":5},{"$f":"VLOOKUP($D946,'DER Output'!$S$17:$X$41,6,FALSE)","v":0},{"$f":"IF($C946=\"S\",VLOOKUP($D946,'DER Output'!$S$18:$W$41,2,FALSE),VLOOKUP($D946,'DER Output'!$S$18:$W$41,3,FALSE))","v":5.2089089854129387E-4},{"$f":"IF($C946=\"S\",VLOOKUP($D946,'DER Output'!$S$18:$W$41,4,FALSE),VLOOKUP($D946,'DER Output'!$S$18:$W$41,5,FALSE))","v":5.2089089854129387E-4},{"$f":"IF($C946=\"S\",VLOOKUP($D946,'DER Output'!$S$18:$W$41,4,FALSE),VLOOKUP($D946,'DER Output'!$S$18:$W$41,5,FALSE))","v":5.2089089854129387E-4},{"$f":"IF($C946=\"S\",VLOOKUP($D946,'DER Output'!$S$18:$W$41,4,FALSE),VLOOKUP($D946,'DER Output'!$S$18:$W$41,5,FALSE))","v":5.2089089854129387E-4},{"$f":"IF($C946=\"S\",VLOOKUP($D946,'DER Output'!$S$18:$W$41,4,FALSE),VLOOKUP($D946,'DER Output'!$S$18:$W$41,5,FALSE))","v":5.2089089854129387E-4},{"$f":"IFERROR(IF(OR(C946=\"S\",C946=\"D\"),VLOOKUP(B946,'Seasonal Customer Count'!$B:$I,4,FALSE),IF(C946=\"W\",VLOOKUP(B946,'Seasonal Customer Count'!$B:$P,12,FALSE),\"Check\")),0)","v":5},{"$f":"IFERROR(IF(OR(C946=\"S\",C946=\"D\"),VLOOKUP(B946,'Seasonal Customer Count'!$B:$P,5,FALSE),IF(C946=\"W\",VLOOKUP(B946,'Seasonal Customer Count'!$B:$P,13,FALSE),\"Check\")),0)","v":0},{"$f":"IFERROR(IF(OR(C946=\"S\",C946=\"D\"),VLOOKUP(B946,'Seasonal Customer Count'!$B:$P,6,FALSE),IF(C946=\"W\",VLOOKUP(B946,'Seasonal Customer Count'!$B:$P,14,FALSE),\"Check\")),0)","v":1},{"$f":"IFERROR(IF(OR(C946=\"S\",C946=\"D\"),VLOOKUP(B946,'Seasonal Customer Count'!$B:$P,7,FALSE),IF(C946=\"W\",VLOOKUP(B946,'Seasonal Customer Count'!$B:$P,15,FALSE),\"Check\")),0)","v":0},{"$f":"IFERROR(IF(OR(C946=\"S\",C946=\"D\"),VLOOKUP(B946,'Seasonal Customer Count'!$B:$P,8,FALSE),IF(C946=\"W\",VLOOKUP(B946,'Seasonal Customer Count'!$B:$P,16,FALSE),\"Check\")),0)","v":14},{"$f":"Summary!$D$8*(K946*'Average Project Size'!$F$6+L946*'Average Project Size'!$F$7+M946*'Average Project Size'!$F$8+N946*'Average Project Size'!$F$10+O946*'Average Project Size'!$F$9)/1000","v":9.275123212924995E-3},{"$f":"Summary!$D$8*(K946*F946*'Average Project Size'!$F$6+L946*G946*'Average Project Size'!$F$7+M946*H946*'Average Project Size'!$F$8+N946*I946*'Average Project Size'!$F$10+O946*J946*'Average Project Size'!$F$9)/1000","v":4.831327264461713E-6}]
[null,{"$f":"'Peak Identification'!B945","v":"TABR T-051"},{"$f":"'Peak Identification'!D945","v":"S"},{"$f":"'Peak Identification'!E945","v":5},{"$f":"VLOOKUP($D947,'DER Output'!$S$17:$X$41,6,FALSE)","v":0},{"$f":"IF($C947=\"S\",VLOOKUP($D947,'DER Output'!$S$18:$W$41,2,FALSE),VLOOKUP($D947,'DER Output'!$S$18:$W$41,3,FALSE))","v":5.2089089854129387E-4},{"$f":"IF($C947=\"S\",VLOOKUP($D947,'DER Output'!$S$18:$W$41,4,FALSE),VLOOKUP($D947,'DER Output'!$S$18:$W$41,5,FALSE))","v":5.2089089854129387E-4},{"$f":"IF($C947=\"S\",VLOOKUP($D947,'DER Output'!$S$18:$W$41,4,FALSE),VLOOKUP($D947,'DER Output'!$S$18:$W$41,5,FALSE))","v":5.2089089854129387E-4},{"$f":"IF($C947=\"S\",VLOOKUP($D947,'DER Output'!$S$18:$W$41,4,FALSE),VLOOKUP($D947,'DER Output'!$S$18:$W$41,5,FALSE))","v":5.2089089854129387E-4},{"$f":"IF($C947=\"S\",VLOOKUP($D947,'DER Output'!$S$18:$W$41,4,FALSE),VLOOKUP($D947,'DER Output'!$S$18:$W$41,5,FALSE))","v":5.2089089854129387E-4},{"$f":"IFERROR(IF(OR(C947=\"S\",C947=\"D\"),VLOOKUP(B947,'Seasonal Customer Count'!$B:$I,4,FALSE),IF(C947=\"W\",VLOOKUP(B947,'Seasonal Customer Count'!$B:$P,12,FALSE),\"Check\")),0)","v":5},{"$f":"IFERROR(IF(OR(C947=\"S\",C947=\"D\"),VLOOKUP(B947,'Seasonal Customer Count'!$B:$P,5,FALSE),IF(C947=\"W\",VLOOKUP(B947,'Seasonal Customer Count'!$B:$P,13,FALSE),\"Check\")),0)","v":0},{"$f":"IFERROR(IF(OR(C947=\"S\",C947=\"D\"),VLOOKUP(B947,'Seasonal Customer Count'!$B:$P,6,FALSE),IF(C947=\"W\",VLOOKUP(B947,'Seasonal Customer Count'!$B:$P,14,FALSE),\"Check\")),0)","v":1},{"$f":"IFERROR(IF(OR(C947=\"S\",C947=\"D\"),VLOOKUP(B947,'Seasonal Customer Count'!$B:$P,7,FALSE),IF(C947=\"W\",VLOOKUP(B947,'Seasonal Customer Count'!$B:$P,15,FALSE),\"Check\")),0)","v":0},{"$f":"IFERROR(IF(OR(C947=\"S\",C947=\"D\"),VLOOKUP(B947,'Seasonal Customer Count'!$B:$P,8,FALSE),IF(C947=\"W\",VLOOKUP(B947,'Seasonal Customer Count'!$B:$P,16,FALSE),\"Check\")),0)","v":14},{"$f":"Summary!$D$8*(K947*'Average Project Size'!$F$6+L947*'Average Project Size'!$F$7+M947*'Average Project Size'!$F$8+N947*'Average Project Size'!$F$10+O947*'Average Project Size'!$F$9)/1000","v":9.275123212924995E-3},{"$f":"Summary!$D$8*(K947*F947*'Average Project Size'!$F$6+L947*G947*'Average Project Size'!$F$7+M947*H947*'Average Project Size'!$F$8+N947*I947*'Average Project Size'!$F$10+O947*J947*'Average Project Size'!$F$9)/1000","v":4.831327264461713E-6}]
[null,{"$f":"'Peak Identification'!B946","v":"TERY11"},{"$f":"'Peak Identification'!D946","v":"S"},{"$f":"'Peak Identification'!E946","v":14},{"$f":"VLOOKUP($D948,'DER Output'!$S$17:$X$41,6,FALSE)","v":0.26694349499860076},{"$f":"IF($C948=\"S\",VLOOKUP($D948,'DER Output'!$S$18:$W$41,2,FALSE),VLOOKUP($D948,'DER Output'!$S$18:$W$41,3,FALSE))","v":0.65426593965075153},{"$f":"IF($C948=\"S\",VLOOKUP($D948,'DER Output'!$S$18:$W$41,4,FALSE),VLOOKUP($D948,'DER Output'!$S$18:$W$41,5,FALSE))","v":0.65426593965075153},{"$f":"IF($C948=\"S\",VLOOKUP($D948,'DER Output'!$S$18:$W$41,4,FALSE),VLOOKUP($D948,'DER Output'!$S$18:$W$41,5,FALSE))","v":0.65426593965075153},{"$f":"IF($C948=\"S\",VLOOKUP($D948,'DER Output'!$S$18:$W$41,4,FALSE),VLOOKUP($D948,'DER Output'!$S$18:$W$41,5,FALSE))","v":0.65426593965075153},{"$f":"IF($C948=\"S\",VLOOKUP($D948,'DER Output'!$S$18:$W$41,4,FALSE),VLOOKUP($D948,'DER Output'!$S$18:$W$41,5,FALSE))","v":0.65426593965075153},{"$f":"IFERROR(IF(OR(C948=\"S\",C948=\"D\"),VLOOKUP(B948,'Seasonal Customer Count'!$B:$I,4,FALSE),IF(C948=\"W\",VLOOKUP(B948,'Seasonal Customer Count'!$B:$P,12,FALSE),\"Check\")),0)","v":0},{"$f":"IFERROR(IF(OR(C948=\"S\",C948=\"D\"),VLOOKUP(B948,'Seasonal Customer Count'!$B:$P,5,FALSE),IF(C948=\"W\",VLOOKUP(B948,'Seasonal Customer Count'!$B:$P,13,FALSE),\"Check\")),0)","v":0},{"$f":"IFERROR(IF(OR(C948=\"S\",C948=\"D\"),VLOOKUP(B948,'Seasonal Customer Count'!$B:$P,6,FALSE),IF(C948=\"W\",VLOOKUP(B948,'Seasonal Customer Count'!$B:$P,14,FALSE),\"Check\")),0)","v":0},{"$f":"IFERROR(IF(OR(C948=\"S\",C948=\"D\"),VLOOKUP(B948,'Seasonal Customer Count'!$B:$P,7,FALSE),IF(C948=\"W\",VLOOKUP(B948,'Seasonal Customer Count'!$B:$P,15,FALSE),\"Check\")),0)","v":1},{"$f":"IFERROR(IF(OR(C948=\"S\",C948=\"D\"),VLOOKUP(B948,'Seasonal Customer Count'!$B:$P,8,FALSE),IF(C948=\"W\",VLOOKUP(B948,'Seasonal Customer Count'!$B:$P,16,FALSE),\"Check\")),0)","v":0},{"$f":"Summary!$D$8*(K948*'Average Project Size'!$F$6+L948*'Average Project Size'!$F$7+M948*'Average Project Size'!$F$8+N948*'Average Project Size'!$F$10+O948*'Average Project Size'!$F$9)/1000","v":2.9355110231040001E-3},{"$f":"Summary!$D$8*(K948*F948*'Average Project Size'!$F$6+L948*G948*'Average Project Size'!$F$7+M948*H948*'Average Project Size'!$F$8+N948*I948*'Average Project Size'!$F$10+O948*J948*'Average Project Size'!$F$9)/1000","v":1.9206048778862774E-3}]
[null,{"$f":"'Peak Identification'!B947","v":"TERY12"},{"$f":"'Peak Identification'!D947","v":"W"},{"$f":"'Peak Identification'!E947","v":8},{"$f":"VLOOKUP($D949,'DER Output'!$S$17:$X$41,6,FALSE)","v":0},{"$f":"IF($C949=\"S\",VLOOKUP($D949,'DER Output'!$S$18:$W$41,2,FALSE),VLOOKUP($D949,'DER Output'!$S$18:$W$41,3,FALSE))","v":2.4357194050013426E-2},{"$f":"IF($C949=\"S\",VLOOKUP($D949,'DER Output'!$S$18:$W$41,4,FALSE),VLOOKUP($D949,'DER Output'!$S$18:$W$41,5,FALSE))","v":2.4357194050013426E-2},{"$f":"IF($C949=\"S\",VLOOKUP($D949,'DER Output'!$S$18:$W$41,4,FALSE),VLOOKUP($D949,'DER Output'!$S$18:$W$41,5,FALSE))","v":2.4357194050013426E-2},{"$f":"IF($C949=\"S\",VLOOKUP($D949,'DER Output'!$S$18:$W$41,4,FALSE),VLOOKUP($D949,'DER Output'!$S$18:$W$41,5,FALSE))","v":2.4357194050013426E-2},{"$f":"IF($C949=\"S\",VLOOKUP($D949,'DER Output'!$S$18:$W$41,4,FALSE),VLOOKUP($D949,'DER Output'!$S$18:$W$41,5,FALSE))","v":2.4357194050013426E-2},{"$f":"IFERROR(IF(OR(C949=\"S\",C949=\"D\"),VLOOKUP(B949,'Seasonal Customer Count'!$B:$I,4,FALSE),IF(C949=\"W\",VLOOKUP(B949,'Seasonal Customer Count'!$B:$P,12,FALSE),\"Check\")),0)","v":45},{"$f":"IFERROR(IF(OR(C949=\"S\",C949=\"D\"),VLOOKUP(B949,'Seasonal Customer Count'!$B:$P,5,FALSE),IF(C949=\"W\",VLOOKUP(B949,'Seasonal Customer Count'!$B:$P,13,FALSE),\"Check\")),0)","v":3},{"$f":"IFERROR(IF(OR(C949=\"S\",C949=\"D\"),VLOOKUP(B949,'Seasonal Customer Count'!$B:$P,6,FALSE),IF(C949=\"W\",VLOOKUP(B949,'Seasonal Customer Count'!$B:$P,14,FALSE),\"Check\")),0)","v":0},{"$f":"IFERROR(IF(OR(C949=\"S\",C949=\"D\"),VLOOKUP(B949,'Seasonal Customer Count'!$B:$P,7,FALSE),IF(C949=\"W\",VLOOKUP(B949,'Seasonal Customer Count'!$B:$P,15,FALSE),\"Check\")),0)","v":20},{"$f":"IFERROR(IF(OR(C949=\"S\",C949=\"D\"),VLOOKUP(B949,'Seasonal Customer Count'!$B:$P,8,FALSE),IF(C949=\"W\",VLOOKUP(B949,'Seasonal Customer Count'!$B:$P,16,FALSE),\"Check\")),0)","v":0},{"$f":"Summary!$D$8*(K949*'Average Project Size'!$F$6+L949*'Average Project Size'!$F$7+M949*'Average Project Size'!$F$8+N949*'Average Project Size'!$F$10+O949*'Average Project Size'!$F$9)/1000","v":6.0718892981404017E-2},{"$f":"Summary!$D$8*(K949*F949*'Average Project Size'!$F$6+L949*G949*'Average Project Size'!$F$7+M949*H949*'Average Project Size'!$F$8+N949*I949*'Average Project Size'!$F$10+O949*J949*'Average Project Size'!$F$9)/1000","v":1.4789418588500556E-3}]
[null,{"$f":"'Peak Identification'!B948","v":"TERY13"},{"$f":"'Peak Identification'!D948","v":"S"},{"$f":"'Peak Identification'!E948","v":18},{"$f":"VLOOKUP($D950,'DER Output'!$S$17:$X$41,6,FALSE)","v":0.16032398020038169},{"$f":"IF($C950=\"S\",VLOOKUP($D950,'DER Output'!$S$18:$W$41,2,FALSE),VLOOKUP($D950,'DER Output'!$S$18:$W$41,3,FALSE))","v":0.17224423800777711},{"$f":"IF($C950=\"S\",VLOOKUP($D950,'DER Output'!$S$18:$W$41,4,FALSE),VLOOKUP($D950,'DER Output'!$S$18:$W$41,5,FALSE))","v":0.17224423800777711},{"$f":"IF($C950=\"S\",VLOOKUP($D950,'DER Output'!$S$18:$W$41,4,FALSE),VLOOKUP($D950,'DER Output'!$S$18:$W$41,5,FALSE))","v":0.17224423800777711},{"$f":"IF($C950=\"S\",VLOOKUP($D950,'DER Output'!$S$18:$W$41,4,FALSE),VLOOKUP($D950,'DER Output'!$S$18:$W$41,5,FALSE))","v":0.17224423800777711},{"$f":"IF($C950=\"S\",VLOOKUP($D950,'DER Output'!$S$18:$W$41,4,FALSE),VLOOKUP($D950,'DER Output'!$S$18:$W$41,5,FALSE))","v":0.17224423800777711},{"$f":"IFERROR(IF(OR(C950=\"S\",C950=\"D\"),VLOOKUP(B950,'Seasonal Customer Count'!$B:$I,4,FALSE),IF(C950=\"W\",VLOOKUP(B950,'Seasonal Customer Count'!$B:$P,12,FALSE),\"Check\")),0)","v":0},{"$f":"IFERROR(IF(OR(C950=\"S\",C950=\"D\"),VLOOKUP(B950,'Seasonal Customer Count'!$B:$P,5,FALSE),IF(C950=\"W\",VLOOKUP(B950,'Seasonal Customer Count'!$B:$P,13,FALSE),\"Check\")),0)","v":0},{"$f":"IFERROR(IF(OR(C950=\"S\",C950=\"D\"),VLOOKUP(B950,'Seasonal Customer Count'!$B:$P,6,FALSE),IF(C950=\"W\",VLOOKUP(B950,'Seasonal Customer Count'!$B:$P,14,FALSE),\"Check\")),0)","v":0},{"$f":"IFERROR(IF(OR(C950=\"S\",C950=\"D\"),VLOOKUP(B950,'Seasonal Customer Count'!$B:$P,7,FALSE),IF(C950=\"W\",VLOOKUP(B950,'Seasonal Customer Count'!$B:$P,15,FALSE),\"Check\")),0)","v":0},{"$f":"IFERROR(IF(OR(C950=\"S\",C950=\"D\"),VLOOKUP(B950,'Seasonal Customer Count'!$B:$P,8,FALSE),IF(C950=\"W\",VLOOKUP(B950,'Seasonal Customer Count'!$B:$P,16,FALSE),\"Check\")),0)","v":0},{"$f":"Summary!$D$8*(K950*'Average Project Size'!$F$6+L950*'Average Project Size'!$F$7+M950*'Average Project Size'!$F$8+N950*'Average Project Size'!$F$10+O950*'Average Project Size'!$F$9)/1000","v":0},{"$f":"Summary!$D$8*(K950*F950*'Average Project Size'!$F$6+L950*G950*'Average Project Size'!$F$7+M950*H950*'Average Project Size'!$F$8+N950*I950*'Average Project Size'!$F$10+O950*J950*'Average Project Size'!$F$9)/1000","v":0}]
[null,{"$f":"'Peak Identification'!B949","v":"TERY14"},{"$f":"'Peak Identification'!D949","v":"S"},{"$f":"'Peak Identification'!E949","v":17},{"$f":"VLOOKUP($D951,'DER Output'!$S$17:$X$41,6,FALSE)","v":0.19174838710475617},{"$f":"IF($C951=\"S\",VLOOKUP($D951,'DER Output'!$S$18:$W$41,2,FALSE),VLOOKUP($D951,'DER Output'!$S$18:$W$41,3,FALSE))","v":0.30300399777640191},{"$f":"IF($C951=\"S\",VLOOKUP($D951,'DER Output'!$S$18:$W$41,4,FALSE),VLOOKUP($D951,'DER Output'!$S$18:$W$41,5,FALSE))","v":0.30300399777640191},{"$f":"IF($C951=\"S\",VLOOKUP($D951,'DER Output'!$S$18:$W$41,4,FALSE),VLOOKUP($D951,'DER Output'!$S$18:$W$41,5,FALSE))","v":0.30300399777640191},{"$f":"IF($C951=\"S\",VLOOKUP($D951,'DER Output'!$S$18:$W$41,4,FALSE),VLOOKUP($D951,'DER Output'!$S$18:$W$41,5,FALSE))","v":0.30300399777640191},{"$f":"IF($C951=\"S\",VLOOKUP($D951,'DER Output'!$S$18:$W$41,4,FALSE),VLOOKUP($D951,'DER Output'!$S$18:$W$41,5,FALSE))","v":0.30300399777640191},{"$f":"IFERROR(IF(OR(C951=\"S\",C951=\"D\"),VLOOKUP(B951,'Seasonal Customer Count'!$B:$I,4,FALSE),IF(C951=\"W\",VLOOKUP(B951,'Seasonal Customer Count'!$B:$P,12,FALSE),\"Check\")),0)","v":419},{"$f":"IFERROR(IF(OR(C951=\"S\",C951=\"D\"),VLOOKUP(B951,'Seasonal Customer Count'!$B:$P,5,FALSE),IF(C951=\"W\",VLOOKUP(B951,'Seasonal Customer Count'!$B:$P,13,FALSE),\"Check\")),0)","v":5},{"$f":"IFERROR(IF(OR(C951=\"S\",C951=\"D\"),VLOOKUP(B951,'Seasonal Customer Count'!$B:$P,6,FALSE),IF(C951=\"W\",VLOOKUP(B951,'Seasonal Customer Count'!$B:$P,14,FALSE),\"Check\")),0)","v":17},{"$f":"IFERROR(IF(OR(C951=\"S\",C951=\"D\"),VLOOKUP(B951,'Seasonal Customer Count'!$B:$P,7,FALSE),IF(C951=\"W\",VLOOKUP(B951,'Seasonal Customer Count'!$B:$P,15,FALSE),\"Check\")),0)","v":2},{"$f":"IFERROR(IF(OR(C951=\"S\",C951=\"D\"),VLOOKUP(B951,'Seasonal Customer Count'!$B:$P,8,FALSE),IF(C951=\"W\",VLOOKUP(B951,'Seasonal Customer Count'!$B:$P,16,FALSE),\"Check\")),0)","v":0},{"$f":"Summary!$D$8*(K951*'Average Project Size'!$F$6+L951*'Average Project Size'!$F$7+M951*'Average Project Size'!$F$8+N951*'Average Project Size'!$F$10+O951*'Average Project Size'!$F$9)/1000","v":2.5815613267079287E-2},{"$f":"Summary!$D$8*(K951*F951*'Average Project Size'!$F$6+L951*G951*'Average Project Size'!$F$7+M951*H951*'Average Project Size'!$F$8+N951*I951*'Average Project Size'!$F$10+O951*J951*'Average Project Size'!$F$9)/1000","v":7.8222340249745441E-3}]
[null,{"$f":"'Peak Identification'!B950","v":"TERY15"},{"$f":"'Peak Identification'!D950","v":"W"},{"$f":"'Peak Identification'!E950","v":18},{"$f":"VLOOKUP($D952,'DER Output'!$S$17:$X$41,6,FALSE)","v":0.16032398020038169},{"$f":"IF($C952=\"S\",VLOOKUP($D952,'DER Output'!$S$18:$W$41,2,FALSE),VLOOKUP($D952,'DER Output'!$S$18:$W$41,3,FALSE))","v":5.535976984247182E-4},{"$f":"IF($C952=\"S\",VLOOKUP($D952,'DER Output'!$S$18:$W$41,4,FALSE),VLOOKUP($D952,'DER Output'!$S$18:$W$41,5,FALSE))","v":5.535976984247182E-4},{"$f":"IF($C952=\"S\",VLOOKUP($D952,'DER Output'!$S$18:$W$41,4,FALSE),VLOOKUP($D952,'DER Output'!$S$18:$W$41,5,FALSE))","v":5.535976984247182E-4},{"$f":"IF($C952=\"S\",VLOOKUP($D952,'DER Output'!$S$18:$W$41,4,FALSE),VLOOKUP($D952,'DER Output'!$S$18:$W$41,5,FALSE))","v":5.535976984247182E-4},{"$f":"IF($C952=\"S\",VLOOKUP($D952,'DER Output'!$S$18:$W$41,4,FALSE),VLOOKUP($D952,'DER Output'!$S$18:$W$41,5,FALSE))","v":5.535976984247182E-4},{"$f":"IFERROR(IF(OR(C952=\"S\",C952=\"D\"),VLOOKUP(B952,'Seasonal Customer Count'!$B:$I,4,FALSE),IF(C952=\"W\",VLOOKUP(B952,'Seasonal Customer Count'!$B:$P,12,FALSE),\"Check\")),0)","v":4},{"$f":"IFERROR(IF(OR(C952=\"S\",C952=\"D\"),VLOOKUP(B952,'Seasonal Customer Count'!$B:$P,5,FALSE),IF(C952=\"W\",VLOOKUP(B952,'Seasonal Customer Count'!$B:$P,13,FALSE),\"Check\")),0)","v":3},{"$f":"IFERROR(IF(OR(C952=\"S\",C952=\"D\"),VLOOKUP(B952,'Seasonal Customer Count'!$B:$P,6,FALSE),IF(C952=\"W\",VLOOKUP(B952,'Seasonal Customer Count'!$B:$P,14,FALSE),\"Check\")),0)","v":0},{"$f":"IFERROR(IF(OR(C952=\"S\",C952=\"D\"),VLOOKUP(B952,'Seasonal Customer Count'!$B:$P,7,FALSE),IF(C952=\"W\",VLOOKUP(B952,'Seasonal Customer Count'!$B:$P,15,FALSE),\"Check\")),0)","v":0},{"$f":"IFERROR(IF(OR(C952=\"S\",C952=\"D\"),VLOOKUP(B952,'Seasonal Customer Count'!$B:$P,8,FALSE),IF(C952=\"W\",VLOOKUP(B952,'Seasonal Customer Count'!$B:$P,16,FALSE),\"Check\")),0)","v":0},{"$f":"Summary!$D$8*(K952*'Average Project Size'!$F$6+L952*'Average Project Size'!$F$7+M952*'Average Project Size'!$F$8+N952*'Average Project Size'!$F$10+O952*'Average Project Size'!$F$9)/1000","v":3.7902993559690081E-4},{"$f":"Summary!$D$8*(K952*F952*'Average Project Size'!$F$6+L952*G952*'Average Project Size'!$F$7+M952*H952*'Average Project Size'!$F$8+N952*I952*'Average Project Size'!$F$10+O952*J952*'Average Project Size'!$F$9)/1000","v":2.0983009998051346E-7}]
[null,{"$f":"'Peak Identification'!B951","v":"TERY16"},{"$f":"'Peak Identification'!D951","v":"W"},{"$f":"'Peak Identification'!E951","v":10},{"$f":"VLOOKUP($D953,'DER Output'!$S$17:$X$41,6,FALSE)","v":0},{"$f":"IF($C953=\"S\",VLOOKUP($D953,'DER Output'!$S$18:$W$41,2,FALSE),VLOOKUP($D953,'DER Output'!$S$18:$W$41,3,FALSE))","v":0.19782039092133938},{"$f":"IF($C953=\"S\",VLOOKUP($D953,'DER Output'!$S$18:$W$41,4,FALSE),VLOOKUP($D953,'DER Output'!$S$18:$W$41,5,FALSE))","v":0.19782039092133938},{"$f":"IF($C953=\"S\",VLOOKUP($D953,'DER Output'!$S$18:$W$41,4,FALSE),VLOOKUP($D953,'DER Output'!$S$18:$W$41,5,FALSE))","v":0.19782039092133938},{"$f":"IF($C953=\"S\",VLOOKUP($D953,'DER Output'!$S$18:$W$41,4,FALSE),VLOOKUP($D953,'DER Output'!$S$18:$W$41,5,FALSE))","v":0.19782039092133938},{"$f":"IF($C953=\"S\",VLOOKUP($D953,'DER Output'!$S$18:$W$41,4,FALSE),VLOOKUP($D953,'DER Output'!$S$18:$W$41,5,FALSE))","v":0.19782039092133938},{"$f":"IFERROR(IF(OR(C953=\"S\",C953=\"D\"),VLOOKUP(B953,'Seasonal Customer Count'!$B:$I,4,FALSE),IF(C953=\"W\",VLOOKUP(B953,'Seasonal Customer Count'!$B:$P,12,FALSE),\"Check\")),0)","v":52},{"$f":"IFERROR(IF(OR(C953=\"S\",C953=\"D\"),VLOOKUP(B953,'Seasonal Customer Count'!$B:$P,5,FALSE),IF(C953=\"W\",VLOOKUP(B953,'Seasonal Customer Count'!$B:$P,13,FALSE),\"Check\")),0)","v":4},{"$f":"IFERROR(IF(OR(C953=\"S\",C953=\"D\"),VLOOKUP(B953,'Seasonal Customer Count'!$B:$P,6,FALSE),IF(C953=\"W\",VLOOKUP(B953,'Seasonal Customer Count'!$B:$P,14,FALSE),\"Check\")),0)","v":0},{"$f":"IFERROR(IF(OR(C953=\"S\",C953=\"D\"),VLOOKUP(B953,'Seasonal Customer Count'!$B:$P,7,FALSE),IF(C953=\"W\",VLOOKUP(B953,'Seasonal Customer Count'!$B:$P,15,FALSE),\"Check\")),0)","v":19},{"$f":"IFERROR(IF(OR(C953=\"S\",C953=\"D\"),VLOOKUP(B953,'Seasonal Customer Count'!$B:$P,8,FALSE),IF(C953=\"W\",VLOOKUP(B953,'Seasonal Customer Count'!$B:$P,16,FALSE),\"Check\")),0)","v":0},{"$f":"Summary!$D$8*(K953*'Average Project Size'!$F$6+L953*'Average Project Size'!$F$7+M953*'Average Project Size'!$F$8+N953*'Average Project Size'!$F$10+O953*'Average Project Size'!$F$9)/1000","v":5.8134960424014108E-2},{"$f":"Summary!$D$8*(K953*F953*'Average Project Size'!$F$6+L953*G953*'Average Project Size'!$F$7+M953*H953*'Average Project Size'!$F$8+N953*I953*'Average Project Size'!$F$10+O953*J953*'Average Project Size'!$F$9)/1000","v":1.1500280597275064E-2}]
[null,{"$f":"'Peak Identification'!B952","v":"TERY17"},{"$f":"'Peak Identification'!D952","v":"S"},{"$f":"'Peak Identification'!E952","v":17},{"$f":"VLOOKUP($D954,'DER Output'!$S$17:$X$41,6,FALSE)","v":0.19174838710475617},{"$f":"IF($C954=\"S\",VLOOKUP($D954,'DER Output'!$S$18:$W$41,2,FALSE),VLOOKUP($D954,'DER Output'!$S$18:$W$41,3,FALSE))","v":0.30300399777640191},{"$f":"IF($C954=\"S\",VLOOKUP($D954,'DER Output'!$S$18:$W$41,4,FALSE),VLOOKUP($D954,'DER Output'!$S$18:$W$41,5,FALSE))","v":0.30300399777640191},{"$f":"IF($C954=\"S\",VLOOKUP($D954,'DER Output'!$S$18:$W$41,4,FALSE),VLOOKUP($D954,'DER Output'!$S$18:$W$41,5,FALSE))","v":0.30300399777640191},{"$f":"IF($C954=\"S\",VLOOKUP($D954,'DER Output'!$S$18:$W$41,4,FALSE),VLOOKUP($D954,'DER Output'!$S$18:$W$41,5,FALSE))","v":0.30300399777640191},{"$f":"IF($C954=\"S\",VLOOKUP($D954,'DER Output'!$S$18:$W$41,4,FALSE),VLOOKUP($D954,'DER Output'!$S$18:$W$41,5,FALSE))","v":0.30300399777640191},{"$f":"IFERROR(IF(OR(C954=\"S\",C954=\"D\"),VLOOKUP(B954,'Seasonal Customer Count'!$B:$I,4,FALSE),IF(C954=\"W\",VLOOKUP(B954,'Seasonal Customer Count'!$B:$P,12,FALSE),\"Check\")),0)","v":0},{"$f":"IFERROR(IF(OR(C954=\"S\",C954=\"D\"),VLOOKUP(B954,'Seasonal Customer Count'!$B:$P,5,FALSE),IF(C954=\"W\",VLOOKUP(B954,'Seasonal Customer Count'!$B:$P,13,FALSE),\"Check\")),0)","v":0},{"$f":"IFERROR(IF(OR(C954=\"S\",C954=\"D\"),VLOOKUP(B954,'Seasonal Customer Count'!$B:$P,6,FALSE),IF(C954=\"W\",VLOOKUP(B954,'Seasonal Customer Count'!$B:$P,14,FALSE),\"Check\")),0)","v":0},{"$f":"IFERROR(IF(OR(C954=\"S\",C954=\"D\"),VLOOKUP(B954,'Seasonal Customer Count'!$B:$P,7,FALSE),IF(C954=\"W\",VLOOKUP(B954,'Seasonal Customer Count'!$B:$P,15,FALSE),\"Check\")),0)","v":1},{"$f":"IFERROR(IF(OR(C954=\"S\",C954=\"D\"),VLOOKUP(B954,'Seasonal Customer Count'!$B:$P,8,FALSE),IF(C954=\"W\",VLOOKUP(B954,'Seasonal Customer Count'!$B:$P,16,FALSE),\"Check\")),0)","v":0},{"$f":"Summary!$D$8*(K954*'Average Project Size'!$F$6+L954*'Average Project Size'!$F$7+M954*'Average Project Size'!$F$8+N954*'Average Project Size'!$F$10+O954*'Average Project Size'!$F$9)/1000","v":2.9355110231040001E-3},{"$f":"Summary!$D$8*(K954*F954*'Average Project Size'!$F$6+L954*G954*'Average Project Size'!$F$7+M954*H954*'Average Project Size'!$F$8+N954*I954*'Average Project Size'!$F$10+O954*J954*'Average Project Size'!$F$9)/1000","v":8.8947157551720764E-4}]
[null,{"$f":"'Peak Identification'!B953","v":"TERY T-131"},{"$f":"'Peak Identification'!D953","v":"W"},{"$f":"'Peak Identification'!E953","v":10},{"$f":"VLOOKUP($D955,'DER Output'!$S$17:$X$41,6,FALSE)","v":0},{"$f":"IF($C955=\"S\",VLOOKUP($D955,'DER Output'!$S$18:$W$41,2,FALSE),VLOOKUP($D955,'DER Output'!$S$18:$W$41,3,FALSE))","v":0.19782039092133938},{"$f":"IF($C955=\"S\",VLOOKUP($D955,'DER Output'!$S$18:$W$41,4,FALSE),VLOOKUP($D955,'DER Output'!$S$18:$W$41,5,FALSE))","v":0.19782039092133938},{"$f":"IF($C955=\"S\",VLOOKUP($D955,'DER Output'!$S$18:$W$41,4,FALSE),VLOOKUP($D955,'DER Output'!$S$18:$W$41,5,FALSE))","v":0.19782039092133938},{"$f":"IF($C955=\"S\",VLOOKUP($D955,'DER Output'!$S$18:$W$41,4,FALSE),VLOOKUP($D955,'DER Output'!$S$18:$W$41,5,FALSE))","v":0.19782039092133938},{"$f":"IF($C955=\"S\",VLOOKUP($D955,'DER Output'!$S$18:$W$41,4,FALSE),VLOOKUP($D955,'DER Output'!$S$18:$W$41,5,FALSE))","v":0.19782039092133938},{"$f":"IFERROR(IF(OR(C955=\"S\",C955=\"D\"),VLOOKUP(B955,'Seasonal Customer Count'!$B:$I,4,FALSE),IF(C955=\"W\",VLOOKUP(B955,'Seasonal Customer Count'!$B:$P,12,FALSE),\"Check\")),0)","v":0},{"$f":"IFERROR(IF(OR(C955=\"S\",C955=\"D\"),VLOOKUP(B955,'Seasonal Customer Count'!$B:$P,5,FALSE),IF(C955=\"W\",VLOOKUP(B955,'Seasonal Customer Count'!$B:$P,13,FALSE),\"Check\")),0)","v":0},{"$f":"IFERROR(IF(OR(C955=\"S\",C955=\"D\"),VLOOKUP(B955,'Seasonal Customer Count'!$B:$P,6,FALSE),IF(C955=\"W\",VLOOKUP(B955,'Seasonal Customer Count'!$B:$P,14,FALSE),\"Check\")),0)","v":0},{"$f":"IFERROR(IF(OR(C955=\"S\",C955=\"D\"),VLOOKUP(B955,'Seasonal Customer Count'!$B:$P,7,FALSE),IF(C955=\"W\",VLOOKUP(B955,'Seasonal Customer Count'!$B:$P,15,FALSE),\"Check\")),0)","v":0},{"$f":"IFERROR(IF(OR(C955=\"S\",C955=\"D\"),VLOOKUP(B955,'Seasonal Customer Count'!$B:$P,8,FALSE),IF(C955=\"W\",VLOOKUP(B955,'Seasonal Customer Count'!$B:$P,16,FALSE),\"Check\")),0)","v":0},{"$f":"Summary!$D$8*(K955*'Average Project Size'!$F$6+L955*'Average Project Size'!$F$7+M955*'Average Project Size'!$F$8+N955*'Average Project Size'!$F$10+O955*'Average Project Size'!$F$9)/1000","v":0},{"$f":"Summary!$D$8*(K955*F955*'Average Project Size'!$F$6+L955*G955*'Average Project Size'!$F$7+M955*H955*'Average Project Size'!$F$8+N955*I955*'Average Project Size'!$F$10+O955*J955*'Average Project Size'!$F$9)/1000","v":0}]
[null,{"$f":"'Peak Identification'!B954","v":"TERY T-132"},{"$f":"'Peak Identification'!D954","v":"W"},{"$f":"'Peak Identification'!E954","v":19},{"$f":"VLOOKUP($D956,'DER Output'!$S$17:$X$41,6,FALSE)","v":0.11066797934994306},{"$f":"IF($C956=\"S\",VLOOKUP($D956,'DER Output'!$S$18:$W$41,2,FALSE),VLOOKUP($D956,'DER Output'!$S$18:$W$41,3,FALSE))","v":1.9564765866800441E-4},{"$f":"IF($C956=\"S\",VLOOKUP($D956,'DER Output'!$S$18:$W$41,4,FALSE),VLOOKUP($D956,'DER Output'!$S$18:$W$41,5,FALSE))","v":1.9564765866800441E-4},{"$f":"IF($C956=\"S\",VLOOKUP($D956,'DER Output'!$S$18:$W$41,4,FALSE),VLOOKUP($D956,'DER Output'!$S$18:$W$41,5,FALSE))","v":1.9564765866800441E-4},{"$f":"IF($C956=\"S\",VLOOKUP($D956,'DER Output'!$S$18:$W$41,4,FALSE),VLOOKUP($D956,'DER Output'!$S$18:$W$41,5,FALSE))","v":1.9564765866800441E-4},{"$f":"IF($C956=\"S\",VLOOKUP($D956,'DER Output'!$S$18:$W$41,4,FALSE),VLOOKUP($D956,'DER Output'!$S$18:$W$41,5,FALSE))","v":1.9564765866800441E-4},{"$f":"IFERROR(IF(OR(C956=\"S\",C956=\"D\"),VLOOKUP(B956,'Seasonal Customer Count'!$B:$I,4,FALSE),IF(C956=\"W\",VLOOKUP(B956,'Seasonal Customer Count'!$B:$P,12,FALSE),\"Check\")),0)","v":474},{"$f":"IFERROR(IF(OR(C956=\"S\",C956=\"D\"),VLOOKUP(B956,'Seasonal Customer Count'!$B:$P,5,FALSE),IF(C956=\"W\",VLOOKUP(B956,'Seasonal Customer Count'!$B:$P,13,FALSE),\"Check\")),0)","v":406},{"$f":"IFERROR(IF(OR(C956=\"S\",C956=\"D\"),VLOOKUP(B956,'Seasonal Customer Count'!$B:$P,6,FALSE),IF(C956=\"W\",VLOOKUP(B956,'Seasonal Customer Count'!$B:$P,14,FALSE),\"Check\")),0)","v":3},{"$f":"IFERROR(IF(OR(C956=\"S\",C956=\"D\"),VLOOKUP(B956,'Seasonal Customer Count'!$B:$P,7,FALSE),IF(C956=\"W\",VLOOKUP(B956,'Seasonal Customer Count'!$B:$P,15,FALSE),\"Check\")),0)","v":163},{"$f":"IFERROR(IF(OR(C956=\"S\",C956=\"D\"),VLOOKUP(B956,'Seasonal Customer Count'!$B:$P,8,FALSE),IF(C956=\"W\",VLOOKUP(B956,'Seasonal Customer Count'!$B:$P,16,FALSE),\"Check\")),0)","v":0},{"$f":"Summary!$D$8*(K956*'Average Project Size'!$F$6+L956*'Average Project Size'!$F$7+M956*'Average Project Size'!$F$8+N956*'Average Project Size'!$F$10+O956*'Average Project Size'!$F$9)/1000","v":0.52762330572073979},{"$f":"Summary!$D$8*(K956*F956*'Average Project Size'!$F$6+L956*G956*'Average Project Size'!$F$7+M956*H956*'Average Project Size'!$F$8+N956*I956*'Average Project Size'!$F$10+O956*J956*'Average Project Size'!$F$9)/1000","v":1.0322826442293543E-4}]
[null,{"$f":"'Peak Identification'!B955","v":"TERY T-133"},{"$f":"'Peak Identification'!D955","v":"S"},{"$f":"'Peak Identification'!E955","v":17},{"$f":"VLOOKUP($D957,'DER Output'!$S$17:$X$41,6,FALSE)","v":0.19174838710475617},{"$f":"IF($C957=\"S\",VLOOKUP($D957,'DER Output'!$S$18:$W$41,2,FALSE),VLOOKUP($D957,'DER Output'!$S$18:$W$41,3,FALSE))","v":0.30300399777640191},{"$f":"IF($C957=\"S\",VLOOKUP($D957,'DER Output'!$S$18:$W$41,4,FALSE),VLOOKUP($D957,'DER Output'!$S$18:$W$41,5,FALSE))","v":0.30300399777640191},{"$f":"IF($C957=\"S\",VLOOKUP($D957,'DER Output'!$S$18:$W$41,4,FALSE),VLOOKUP($D957,'DER Output'!$S$18:$W$41,5,FALSE))","v":0.30300399777640191},{"$f":"IF($C957=\"S\",VLOOKUP($D957,'DER Output'!$S$18:$W$41,4,FALSE),VLOOKUP($D957,'DER Output'!$S$18:$W$41,5,FALSE))","v":0.30300399777640191},{"$f":"IF($C957=\"S\",VLOOKUP($D957,'DER Output'!$S$18:$W$41,4,FALSE),VLOOKUP($D957,'DER Output'!$S$18:$W$41,5,FALSE))","v":0.30300399777640191},{"$f":"IFERROR(IF(OR(C957=\"S\",C957=\"D\"),VLOOKUP(B957,'Seasonal Customer Count'!$B:$I,4,FALSE),IF(C957=\"W\",VLOOKUP(B957,'Seasonal Customer Count'!$B:$P,12,FALSE),\"Check\")),0)","v":0},{"$f":"IFERROR(IF(OR(C957=\"S\",C957=\"D\"),VLOOKUP(B957,'Seasonal Customer Count'!$B:$P,5,FALSE),IF(C957=\"W\",VLOOKUP(B957,'Seasonal Customer Count'!$B:$P,13,FALSE),\"Check\")),0)","v":0},{"$f":"IFERROR(IF(OR(C957=\"S\",C957=\"D\"),VLOOKUP(B957,'Seasonal Customer Count'!$B:$P,6,FALSE),IF(C957=\"W\",VLOOKUP(B957,'Seasonal Customer Count'!$B:$P,14,FALSE),\"Check\")),0)","v":0},{"$f":"IFERROR(IF(OR(C957=\"S\",C957=\"D\"),VLOOKUP(B957,'Seasonal Customer Count'!$B:$P,7,FALSE),IF(C957=\"W\",VLOOKUP(B957,'Seasonal Customer Count'!$B:$P,15,FALSE),\"Check\")),0)","v":1},{"$f":"IFERROR(IF(OR(C957=\"S\",C957=\"D\"),VLOOKUP(B957,'Seasonal Customer Count'!$B:$P,8,FALSE),IF(C957=\"W\",VLOOKUP(B957,'Seasonal Customer Count'!$B:$P,16,FALSE),\"Check\")),0)","v":0},{"$f":"Summary!$D$8*(K957*'Average Project Size'!$F$6+L957*'Average Project Size'!$F$7+M957*'Average Project Size'!$F$8+N957*'Average Project Size'!$F$10+O957*'Average Project Size'!$F$9)/1000","v":2.9355110231040001E-3},{"$f":"Summary!$D$8*(K957*F957*'Average Project Size'!$F$6+L957*G957*'Average Project Size'!$F$7+M957*H957*'Average Project Size'!$F$8+N957*I957*'Average Project Size'!$F$10+O957*J957*'Average Project Size'!$F$9)/1000","v":8.8947157551720764E-4}]
[null,{"$f":"'Peak Identification'!B956","v":"TEST11"},{"$f":"'Peak Identification'!D956","v":"S"},{"$f":"'Peak Identification'!E956","v":0},{"$f":"VLOOKUP($D958,'DER Output'!$S$17:$X$41,6,FALSE)","v":0},{"$f":"IF($C958=\"S\",VLOOKUP($D958,'DER Output'!$S$18:$W$41,2,FALSE),VLOOKUP($D958,'DER Output'!$S$18:$W$41,3,FALSE))","v":5.9141103405834004E-4},{"$f":"IF($C958=\"S\",VLOOKUP($D958,'DER Output'!$S$18:$W$41,4,FALSE),VLOOKUP($D958,'DER Output'!$S$18:$W$41,5,FALSE))","v":5.9141103405834004E-4},{"$f":"IF($C958=\"S\",VLOOKUP($D958,'DER Output'!$S$18:$W$41,4,FALSE),VLOOKUP($D958,'DER Output'!$S$18:$W$41,5,FALSE))","v":5.9141103405834004E-4},{"$f":"IF($C958=\"S\",VLOOKUP($D958,'DER Output'!$S$18:$W$41,4,FALSE),VLOOKUP($D958,'DER Output'!$S$18:$W$41,5,FALSE))","v":5.9141103405834004E-4},{"$f":"IF($C958=\"S\",VLOOKUP($D958,'DER Output'!$S$18:$W$41,4,FALSE),VLOOKUP($D958,'DER Output'!$S$18:$W$41,5,FALSE))","v":5.9141103405834004E-4},{"$f":"IFERROR(IF(OR(C958=\"S\",C958=\"D\"),VLOOKUP(B958,'Seasonal Customer Count'!$B:$I,4,FALSE),IF(C958=\"W\",VLOOKUP(B958,'Seasonal Customer Count'!$B:$P,12,FALSE),\"Check\")),0)","v":0},{"$f":"IFERROR(IF(OR(C958=\"S\",C958=\"D\"),VLOOKUP(B958,'Seasonal Customer Count'!$B:$P,5,FALSE),IF(C958=\"W\",VLOOKUP(B958,'Seasonal Customer Count'!$B:$P,13,FALSE),\"Check\")),0)","v":0},{"$f":"IFERROR(IF(OR(C958=\"S\",C958=\"D\"),VLOOKUP(B958,'Seasonal Customer Count'!$B:$P,6,FALSE),IF(C958=\"W\",VLOOKUP(B958,'Seasonal Customer Count'!$B:$P,14,FALSE),\"Check\")),0)","v":0},{"$f":"IFERROR(IF(OR(C958=\"S\",C958=\"D\"),VLOOKUP(B958,'Seasonal Customer Count'!$B:$P,7,FALSE),IF(C958=\"W\",VLOOKUP(B958,'Seasonal Customer Count'!$B:$P,15,FALSE),\"Check\")),0)","v":0},{"$f":"IFERROR(IF(OR(C958=\"S\",C958=\"D\"),VLOOKUP(B958,'Seasonal Customer Count'!$B:$P,8,FALSE),IF(C958=\"W\",VLOOKUP(B958,'Seasonal Customer Count'!$B:$P,16,FALSE),\"Check\")),0)","v":0},{"$f":"Summary!$D$8*(K958*'Average Project Size'!$F$6+L958*'Average Project Size'!$F$7+M958*'Average Project Size'!$F$8+N958*'Average Project Size'!$F$10+O958*'Average Project Size'!$F$9)/1000","v":0},{"$f":"Summary!$D$8*(K958*F958*'Average Project Size'!$F$6+L958*G958*'Average Project Size'!$F$7+M958*H958*'Average Project Size'!$F$8+N958*I958*'Average Project Size'!$F$10+O958*J958*'Average Project Size'!$F$9)/1000","v":0}]
[null,{"$f":"'Peak Identification'!B957","v":"TEST T-131"},{"$f":"'Peak Identification'!D957","v":"S"},{"$f":"'Peak Identification'!E957","v":0},{"$f":"VLOOKUP($D959,'DER Output'!$S$17:$X$41,6,FALSE)","v":0},{"$f":"IF($C959=\"S\",VLOOKUP($D959,'DER Output'!$S$18:$W$41,2,FALSE),VLOOKUP($D959,'DER Output'!$S$18:$W$41,3,FALSE))","v":5.9141103405834004E-4},{"$f":"IF($C959=\"S\",VLOOKUP($D959,'DER Output'!$S$18:$W$41,4,FALSE),VLOOKUP($D959,'DER Output'!$S$18:$W$41,5,FALSE))","v":5.9141103405834004E-4},{"$f":"IF($C959=\"S\",VLOOKUP($D959,'DER Output'!$S$18:$W$41,4,FALSE),VLOOKUP($D959,'DER Output'!$S$18:$W$41,5,FALSE))","v":5.9141103405834004E-4},{"$f":"IF($C959=\"S\",VLOOKUP($D959,'DER Output'!$S$18:$W$41,4,FALSE),VLOOKUP($D959,'DER Output'!$S$18:$W$41,5,FALSE))","v":5.9141103405834004E-4},{"$f":"IF($C959=\"S\",VLOOKUP($D959,'DER Output'!$S$18:$W$41,4,FALSE),VLOOKUP($D959,'DER Output'!$S$18:$W$41,5,FALSE))","v":5.9141103405834004E-4},{"$f":"IFERROR(IF(OR(C959=\"S\",C959=\"D\"),VLOOKUP(B959,'Seasonal Customer Count'!$B:$I,4,FALSE),IF(C959=\"W\",VLOOKUP(B959,'Seasonal Customer Count'!$B:$P,12,FALSE),\"Check\")),0)","v":0},{"$f":"IFERROR(IF(OR(C959=\"S\",C959=\"D\"),VLOOKUP(B959,'Seasonal Customer Count'!$B:$P,5,FALSE),IF(C959=\"W\",VLOOKUP(B959,'Seasonal Customer Count'!$B:$P,13,FALSE),\"Check\")),0)","v":0},{"$f":"IFERROR(IF(OR(C959=\"S\",C959=\"D\"),VLOOKUP(B959,'Seasonal Customer Count'!$B:$P,6,FALSE),IF(C959=\"W\",VLOOKUP(B959,'Seasonal Customer Count'!$B:$P,14,FALSE),\"Check\")),0)","v":0},{"$f":"IFERROR(IF(OR(C959=\"S\",C959=\"D\"),VLOOKUP(B959,'Seasonal Customer Count'!$B:$P,7,FALSE),IF(C959=\"W\",VLOOKUP(B959,'Seasonal Customer Count'!$B:$P,15,FALSE),\"Check\")),0)","v":0},{"$f":"IFERROR(IF(OR(C959=\"S\",C959=\"D\"),VLOOKUP(B959,'Seasonal Customer Count'!$B:$P,8,FALSE),IF(C959=\"W\",VLOOKUP(B959,'Seasonal Customer Count'!$B:$P,16,FALSE),\"Check\")),0)","v":0},{"$f":"Summary!$D$8*(K959*'Average Project Size'!$F$6+L959*'Average Project Size'!$F$7+M959*'Average Project Size'!$F$8+N959*'Average Project Size'!$F$10+O959*'Average Project Size'!$F$9)/1000","v":0},{"$f":"Summary!$D$8*(K959*F959*'Average Project Size'!$F$6+L959*G959*'Average Project Size'!$F$7+M959*H959*'Average Project Size'!$F$8+N959*I959*'Average Project Size'!$F$10+O959*J959*'Average Project Size'!$F$9)/1000","v":0}]
[null,{"$f":"'Peak Identification'!B958","v":"TEWS11"},{"$f":"'Peak Identification'!D958","v":"S"},{"$f":"'Peak Identification'!E958","v":18},{"$f":"VLOOKUP($D960,'DER Output'!$S$17:$X$41,6,FALSE)","v":0.16032398020038169},{"$f":"IF($C960=\"S\",VLOOKUP($D960,'DER Output'!$S$18:$W$41,2,FALSE),VLOOKUP($D960,'DER Output'!$S$18:$W$41,3,FALSE))","v":0.17224423800777711},{"$f":"IF($C960=\"S\",VLOOKUP($D960,'DER Output'!$S$18:$W$41,4,FALSE),VLOOKUP($D960,'DER Output'!$S$18:$W$41,5,FALSE))","v":0.17224423800777711},{"$f":"IF($C960=\"S\",VLOOKUP($D960,'DER Output'!$S$18:$W$41,4,FALSE),VLOOKUP($D960,'DER Output'!$S$18:$W$41,5,FALSE))","v":0.17224423800777711},{"$f":"IF($C960=\"S\",VLOOKUP($D960,'DER Output'!$S$18:$W$41,4,FALSE),VLOOKUP($D960,'DER Output'!$S$18:$W$41,5,FALSE))","v":0.17224423800777711},{"$f":"IF($C960=\"S\",VLOOKUP($D960,'DER Output'!$S$18:$W$41,4,FALSE),VLOOKUP($D960,'DER Output'!$S$18:$W$41,5,FALSE))","v":0.17224423800777711},{"$f":"IFERROR(IF(OR(C960=\"S\",C960=\"D\"),VLOOKUP(B960,'Seasonal Customer Count'!$B:$I,4,FALSE),IF(C960=\"W\",VLOOKUP(B960,'Seasonal Customer Count'!$B:$P,12,FALSE),\"Check\")),0)","v":0},{"$f":"IFERROR(IF(OR(C960=\"S\",C960=\"D\"),VLOOKUP(B960,'Seasonal Customer Count'!$B:$P,5,FALSE),IF(C960=\"W\",VLOOKUP(B960,'Seasonal Customer Count'!$B:$P,13,FALSE),\"Check\")),0)","v":0},{"$f":"IFERROR(IF(OR(C960=\"S\",C960=\"D\"),VLOOKUP(B960,'Seasonal Customer Count'!$B:$P,6,FALSE),IF(C960=\"W\",VLOOKUP(B960,'Seasonal Customer Count'!$B:$P,14,FALSE),\"Check\")),0)","v":1},{"$f":"IFERROR(IF(OR(C960=\"S\",C960=\"D\"),VLOOKUP(B960,'Seasonal Customer Count'!$B:$P,7,FALSE),IF(C960=\"W\",VLOOKUP(B960,'Seasonal Customer Count'!$B:$P,15,FALSE),\"Check\")),0)","v":0},{"$f":"IFERROR(IF(OR(C960=\"S\",C960=\"D\"),VLOOKUP(B960,'Seasonal Customer Count'!$B:$P,8,FALSE),IF(C960=\"W\",VLOOKUP(B960,'Seasonal Customer Count'!$B:$P,16,FALSE),\"Check\")),0)","v":0},{"$f":"Summary!$D$8*(K960*'Average Project Size'!$F$6+L960*'Average Project Size'!$F$7+M960*'Average Project Size'!$F$8+N960*'Average Project Size'!$F$10+O960*'Average Project Size'!$F$9)/1000","v":1.7198264337607111E-4},{"$f":"Summary!$D$8*(K960*F960*'Average Project Size'!$F$6+L960*G960*'Average Project Size'!$F$7+M960*H960*'Average Project Size'!$F$8+N960*I960*'Average Project Size'!$F$10+O960*J960*'Average Project Size'!$F$9)/1000","v":2.9623019358874642E-5}]
[null,{"$f":"'Peak Identification'!B959","v":"TEWS T-061"},{"$f":"'Peak Identification'!D959","v":"S"},{"$f":"'Peak Identification'!E959","v":18},{"$f":"VLOOKUP($D961,'DER Output'!$S$17:$X$41,6,FALSE)","v":0.16032398020038169},{"$f":"IF($C961=\"S\",VLOOKUP($D961,'DER Output'!$S$18:$W$41,2,FALSE),VLOOKUP($D961,'DER Output'!$S$18:$W$41,3,FALSE))","v":0.17224423800777711},{"$f":"IF($C961=\"S\",VLOOKUP($D961,'DER Output'!$S$18:$W$41,4,FALSE),VLOOKUP($D961,'DER Output'!$S$18:$W$41,5,FALSE))","v":0.17224423800777711},{"$f":"IF($C961=\"S\",VLOOKUP($D961,'DER Output'!$S$18:$W$41,4,FALSE),VLOOKUP($D961,'DER Output'!$S$18:$W$41,5,FALSE))","v":0.17224423800777711},{"$f":"IF($C961=\"S\",VLOOKUP($D961,'DER Output'!$S$18:$W$41,4,FALSE),VLOOKUP($D961,'DER Output'!$S$18:$W$41,5,FALSE))","v":0.17224423800777711},{"$f":"IF($C961=\"S\",VLOOKUP($D961,'DER Output'!$S$18:$W$41,4,FALSE),VLOOKUP($D961,'DER Output'!$S$18:$W$41,5,FALSE))","v":0.17224423800777711},{"$f":"IFERROR(IF(OR(C961=\"S\",C961=\"D\"),VLOOKUP(B961,'Seasonal Customer Count'!$B:$I,4,FALSE),IF(C961=\"W\",VLOOKUP(B961,'Seasonal Customer Count'!$B:$P,12,FALSE),\"Check\")),0)","v":0},{"$f":"IFERROR(IF(OR(C961=\"S\",C961=\"D\"),VLOOKUP(B961,'Seasonal Customer Count'!$B:$P,5,FALSE),IF(C961=\"W\",VLOOKUP(B961,'Seasonal Customer Count'!$B:$P,13,FALSE),\"Check\")),0)","v":0},{"$f":"IFERROR(IF(OR(C961=\"S\",C961=\"D\"),VLOOKUP(B961,'Seasonal Customer Count'!$B:$P,6,FALSE),IF(C961=\"W\",VLOOKUP(B961,'Seasonal Customer Count'!$B:$P,14,FALSE),\"Check\")),0)","v":1},{"$f":"IFERROR(IF(OR(C961=\"S\",C961=\"D\"),VLOOKUP(B961,'Seasonal Customer Count'!$B:$P,7,FALSE),IF(C961=\"W\",VLOOKUP(B961,'Seasonal Customer Count'!$B:$P,15,FALSE),\"Check\")),0)","v":0},{"$f":"IFERROR(IF(OR(C961=\"S\",C961=\"D\"),VLOOKUP(B961,'Seasonal Customer Count'!$B:$P,8,FALSE),IF(C961=\"W\",VLOOKUP(B961,'Seasonal Customer Count'!$B:$P,16,FALSE),\"Check\")),0)","v":0},{"$f":"Summary!$D$8*(K961*'Average Project Size'!$F$6+L961*'Average Project Size'!$F$7+M961*'Average Project Size'!$F$8+N961*'Average Project Size'!$F$10+O961*'Average Project Size'!$F$9)/1000","v":1.7198264337607111E-4},{"$f":"Summary!$D$8*(K961*F961*'Average Project Size'!$F$6+L961*G961*'Average Project Size'!$F$7+M961*H961*'Average Project Size'!$F$8+N961*I961*'Average Project Size'!$F$10+O961*J961*'Average Project Size'!$F$9)/1000","v":2.9623019358874642E-5}]
[null,{"$f":"'Peak Identification'!B960","v":"TFPR T-131"},{"$f":"'Peak Identification'!D960","v":"D"},{"$f":"'Peak Identification'!E960","v":23},{"$f":"VLOOKUP($D962,'DER Output'!$S$17:$X$41,6,FALSE)","v":0},{"$f":"IF($C962=\"S\",VLOOKUP($D962,'DER Output'!$S$18:$W$41,2,FALSE),VLOOKUP($D962,'DER Output'!$S$18:$W$41,3,FALSE))","v":1.5993882327323839E-4},{"$f":"IF($C962=\"S\",VLOOKUP($D962,'DER Output'!$S$18:$W$41,4,FALSE),VLOOKUP($D962,'DER Output'!$S$18:$W$41,5,FALSE))","v":1.5993882327323839E-4},{"$f":"IF($C962=\"S\",VLOOKUP($D962,'DER Output'!$S$18:$W$41,4,FALSE),VLOOKUP($D962,'DER Output'!$S$18:$W$41,5,FALSE))","v":1.5993882327323839E-4},{"$f":"IF($C962=\"S\",VLOOKUP($D962,'DER Output'!$S$18:$W$41,4,FALSE),VLOOKUP($D962,'DER Output'!$S$18:$W$41,5,FALSE))","v":1.5993882327323839E-4},{"$f":"IF($C962=\"S\",VLOOKUP($D962,'DER Output'!$S$18:$W$41,4,FALSE),VLOOKUP($D962,'DER Output'!$S$18:$W$41,5,FALSE))","v":1.5993882327323839E-4},{"$f":"IFERROR(IF(OR(C962=\"S\",C962=\"D\"),VLOOKUP(B962,'Seasonal Customer Count'!$B:$I,4,FALSE),IF(C962=\"W\",VLOOKUP(B962,'Seasonal Customer Count'!$B:$P,12,FALSE),\"Check\")),0)","v":0},{"$f":"IFERROR(IF(OR(C962=\"S\",C962=\"D\"),VLOOKUP(B962,'Seasonal Customer Count'!$B:$P,5,FALSE),IF(C962=\"W\",VLOOKUP(B962,'Seasonal Customer Count'!$B:$P,13,FALSE),\"Check\")),0)","v":0},{"$f":"IFERROR(IF(OR(C962=\"S\",C962=\"D\"),VLOOKUP(B962,'Seasonal Customer Count'!$B:$P,6,FALSE),IF(C962=\"W\",VLOOKUP(B962,'Seasonal Customer Count'!$B:$P,14,FALSE),\"Check\")),0)","v":0},{"$f":"IFERROR(IF(OR(C962=\"S\",C962=\"D\"),VLOOKUP(B962,'Seasonal Customer Count'!$B:$P,7,FALSE),IF(C962=\"W\",VLOOKUP(B962,'Seasonal Customer Count'!$B:$P,15,FALSE),\"Check\")),0)","v":0},{"$f":"IFERROR(IF(OR(C962=\"S\",C962=\"D\"),VLOOKUP(B962,'Seasonal Customer Count'!$B:$P,8,FALSE),IF(C962=\"W\",VLOOKUP(B962,'Seasonal Customer Count'!$B:$P,16,FALSE),\"Check\")),0)","v":0},{"$f":"Summary!$D$8*(K962*'Average Project Size'!$F$6+L962*'Average Project Size'!$F$7+M962*'Average Project Size'!$F$8+N962*'Average Project Size'!$F$10+O962*'Average Project Size'!$F$9)/1000","v":0},{"$f":"Summary!$D$8*(K962*F962*'Average Project Size'!$F$6+L962*G962*'Average Project Size'!$F$7+M962*H962*'Average Project Size'!$F$8+N962*I962*'Average Project Size'!$F$10+O962*J962*'Average Project Size'!$F$9)/1000","v":0}]
[null,{"$f":"'Peak Identification'!B961","v":"TFPR T-132"},{"$f":"'Peak Identification'!D961","v":"S"},{"$f":"'Peak Identification'!E961","v":22},{"$f":"VLOOKUP($D963,'DER Output'!$S$17:$X$41,6,FALSE)","v":0},{"$f":"IF($C963=\"S\",VLOOKUP($D963,'DER Output'!$S$18:$W$41,2,FALSE),VLOOKUP($D963,'DER Output'!$S$18:$W$41,3,FALSE))","v":4.7662353088631345E-4},{"$f":"IF($C963=\"S\",VLOOKUP($D963,'DER Output'!$S$18:$W$41,4,FALSE),VLOOKUP($D963,'DER Output'!$S$18:$W$41,5,FALSE))","v":4.7662353088631345E-4},{"$f":"IF($C963=\"S\",VLOOKUP($D963,'DER Output'!$S$18:$W$41,4,FALSE),VLOOKUP($D963,'DER Output'!$S$18:$W$41,5,FALSE))","v":4.7662353088631345E-4},{"$f":"IF($C963=\"S\",VLOOKUP($D963,'DER Output'!$S$18:$W$41,4,FALSE),VLOOKUP($D963,'DER Output'!$S$18:$W$41,5,FALSE))","v":4.7662353088631345E-4},{"$f":"IF($C963=\"S\",VLOOKUP($D963,'DER Output'!$S$18:$W$41,4,FALSE),VLOOKUP($D963,'DER Output'!$S$18:$W$41,5,FALSE))","v":4.7662353088631345E-4},{"$f":"IFERROR(IF(OR(C963=\"S\",C963=\"D\"),VLOOKUP(B963,'Seasonal Customer Count'!$B:$I,4,FALSE),IF(C963=\"W\",VLOOKUP(B963,'Seasonal Customer Count'!$B:$P,12,FALSE),\"Check\")),0)","v":0},{"$f":"IFERROR(IF(OR(C963=\"S\",C963=\"D\"),VLOOKUP(B963,'Seasonal Customer Count'!$B:$P,5,FALSE),IF(C963=\"W\",VLOOKUP(B963,'Seasonal Customer Count'!$B:$P,13,FALSE),\"Check\")),0)","v":0},{"$f":"IFERROR(IF(OR(C963=\"S\",C963=\"D\"),VLOOKUP(B963,'Seasonal Customer Count'!$B:$P,6,FALSE),IF(C963=\"W\",VLOOKUP(B963,'Seasonal Customer Count'!$B:$P,14,FALSE),\"Check\")),0)","v":0},{"$f":"IFERROR(IF(OR(C963=\"S\",C963=\"D\"),VLOOKUP(B963,'Seasonal Customer Count'!$B:$P,7,FALSE),IF(C963=\"W\",VLOOKUP(B963,'Seasonal Customer Count'!$B:$P,15,FALSE),\"Check\")),0)","v":0},{"$f":"IFERROR(IF(OR(C963=\"S\",C963=\"D\"),VLOOKUP(B963,'Seasonal Customer Count'!$B:$P,8,FALSE),IF(C963=\"W\",VLOOKUP(B963,'Seasonal Customer Count'!$B:$P,16,FALSE),\"Check\")),0)","v":0},{"$f":"Summary!$D$8*(K963*'Average Project Size'!$F$6+L963*'Average Project Size'!$F$7+M963*'Average Project Size'!$F$8+N963*'Average Project Size'!$F$10+O963*'Average Project Size'!$F$9)/1000","v":0},{"$f":"Summary!$D$8*(K963*F963*'Average Project Size'!$F$6+L963*G963*'Average Project Size'!$F$7+M963*H963*'Average Project Size'!$F$8+N963*I963*'Average Project Size'!$F$10+O963*J963*'Average Project Size'!$F$9)/1000","v":0}]
[null,{"$f":"'Peak Identification'!B962","v":"TFSN12"},{"$f":"'Peak Identification'!D962","v":"S"},{"$f":"'Peak Identification'!E962","v":17},{"$f":"VLOOKUP($D964,'DER Output'!$S$17:$X$41,6,FALSE)","v":0.19174838710475617},{"$f":"IF($C964=\"S\",VLOOKUP($D964,'DER Output'!$S$18:$W$41,2,FALSE),VLOOKUP($D964,'DER Output'!$S$18:$W$41,3,FALSE))","v":0.30300399777640191},{"$f":"IF($C964=\"S\",VLOOKUP($D964,'DER Output'!$S$18:$W$41,4,FALSE),VLOOKUP($D964,'DER Output'!$S$18:$W$41,5,FALSE))","v":0.30300399777640191},{"$f":"IF($C964=\"S\",VLOOKUP($D964,'DER Output'!$S$18:$W$41,4,FALSE),VLOOKUP($D964,'DER Output'!$S$18:$W$41,5,FALSE))","v":0.30300399777640191},{"$f":"IF($C964=\"S\",VLOOKUP($D964,'DER Output'!$S$18:$W$41,4,FALSE),VLOOKUP($D964,'DER Output'!$S$18:$W$41,5,FALSE))","v":0.30300399777640191},{"$f":"IF($C964=\"S\",VLOOKUP($D964,'DER Output'!$S$18:$W$41,4,FALSE),VLOOKUP($D964,'DER Output'!$S$18:$W$41,5,FALSE))","v":0.30300399777640191},{"$f":"IFERROR(IF(OR(C964=\"S\",C964=\"D\"),VLOOKUP(B964,'Seasonal Customer Count'!$B:$I,4,FALSE),IF(C964=\"W\",VLOOKUP(B964,'Seasonal Customer Count'!$B:$P,12,FALSE),\"Check\")),0)","v":895},{"$f":"IFERROR(IF(OR(C964=\"S\",C964=\"D\"),VLOOKUP(B964,'Seasonal Customer Count'!$B:$P,5,FALSE),IF(C964=\"W\",VLOOKUP(B964,'Seasonal Customer Count'!$B:$P,13,FALSE),\"Check\")),0)","v":152},{"$f":"IFERROR(IF(OR(C964=\"S\",C964=\"D\"),VLOOKUP(B964,'Seasonal Customer Count'!$B:$P,6,FALSE),IF(C964=\"W\",VLOOKUP(B964,'Seasonal Customer Count'!$B:$P,14,FALSE),\"Check\")),0)","v":95},{"$f":"IFERROR(IF(OR(C964=\"S\",C964=\"D\"),VLOOKUP(B964,'Seasonal Customer Count'!$B:$P,7,FALSE),IF(C964=\"W\",VLOOKUP(B964,'Seasonal Customer Count'!$B:$P,15,FALSE),\"Check\")),0)","v":0},{"$f":"IFERROR(IF(OR(C964=\"S\",C964=\"D\"),VLOOKUP(B964,'Seasonal Customer Count'!$B:$P,8,FALSE),IF(C964=\"W\",VLOOKUP(B964,'Seasonal Customer Count'!$B:$P,16,FALSE),\"Check\")),0)","v":1},{"$f":"Summary!$D$8*(K964*'Average Project Size'!$F$6+L964*'Average Project Size'!$F$7+M964*'Average Project Size'!$F$8+N964*'Average Project Size'!$F$10+O964*'Average Project Size'!$F$9)/1000","v":6.3696999507413171E-2},{"$f":"Summary!$D$8*(K964*F964*'Average Project Size'!$F$6+L964*G964*'Average Project Size'!$F$7+M964*H964*'Average Project Size'!$F$8+N964*I964*'Average Project Size'!$F$10+O964*J964*'Average Project Size'!$F$9)/1000","v":1.9300445497107695E-2}]
[null,{"$f":"'Peak Identification'!B963","v":"TFSN13"},{"$f":"'Peak Identification'!D963","v":"S"},{"$f":"'Peak Identification'!E963","v":17},{"$f":"VLOOKUP($D965,'DER Output'!$S$17:$X$41,6,FALSE)","v":0.19174838710475617},{"$f":"IF($C965=\"S\",VLOOKUP($D965,'DER Output'!$S$18:$W$41,2,FALSE),VLOOKUP($D965,'DER Output'!$S$18:$W$41,3,FALSE))","v":0.30300399777640191},{"$f":"IF($C965=\"S\",VLOOKUP($D965,'DER Output'!$S$18:$W$41,4,FALSE),VLOOKUP($D965,'DER Output'!$S$18:$W$41,5,FALSE))","v":0.30300399777640191},{"$f":"IF($C965=\"S\",VLOOKUP($D965,'DER Output'!$S$18:$W$41,4,FALSE),VLOOKUP($D965,'DER Output'!$S$18:$W$41,5,FALSE))","v":0.30300399777640191},{"$f":"IF($C965=\"S\",VLOOKUP($D965,'DER Output'!$S$18:$W$41,4,FALSE),VLOOKUP($D965,'DER Output'!$S$18:$W$41,5,FALSE))","v":0.30300399777640191},{"$f":"IF($C965=\"S\",VLOOKUP($D965,'DER Output'!$S$18:$W$41,4,FALSE),VLOOKUP($D965,'DER Output'!$S$18:$W$41,5,FALSE))","v":0.30300399777640191},{"$f":"IFERROR(IF(OR(C965=\"S\",C965=\"D\"),VLOOKUP(B965,'Seasonal Customer Count'!$B:$I,4,FALSE),IF(C965=\"W\",VLOOKUP(B965,'Seasonal Customer Count'!$B:$P,12,FALSE),\"Check\")),0)","v":1385},{"$f":"IFERROR(IF(OR(C965=\"S\",C965=\"D\"),VLOOKUP(B965,'Seasonal Customer Count'!$B:$P,5,FALSE),IF(C965=\"W\",VLOOKUP(B965,'Seasonal Customer Count'!$B:$P,13,FALSE),\"Check\")),0)","v":30},{"$f":"IFERROR(IF(OR(C965=\"S\",C965=\"D\"),VLOOKUP(B965,'Seasonal Customer Count'!$B:$P,6,FALSE),IF(C965=\"W\",VLOOKUP(B965,'Seasonal Customer Count'!$B:$P,14,FALSE),\"Check\")),0)","v":28},{"$f":"IFERROR(IF(OR(C965=\"S\",C965=\"D\"),VLOOKUP(B965,'Seasonal Customer Count'!$B:$P,7,FALSE),IF(C965=\"W\",VLOOKUP(B965,'Seasonal Customer Count'!$B:$P,15,FALSE),\"Check\")),0)","v":0},{"$f":"IFERROR(IF(OR(C965=\"S\",C965=\"D\"),VLOOKUP(B965,'Seasonal Customer Count'!$B:$P,8,FALSE),IF(C965=\"W\",VLOOKUP(B965,'Seasonal Customer Count'!$B:$P,16,FALSE),\"Check\")),0)","v":1},{"$f":"Summary!$D$8*(K965*'Average Project Size'!$F$6+L965*'Average Project Size'!$F$7+M965*'Average Project Size'!$F$8+N965*'Average Project Size'!$F$10+O965*'Average Project Size'!$F$9)/1000","v":6.2702068426273225E-2},{"$f":"Summary!$D$8*(K965*F965*'Average Project Size'!$F$6+L965*G965*'Average Project Size'!$F$7+M965*H965*'Average Project Size'!$F$8+N965*I965*'Average Project Size'!$F$10+O965*J965*'Average Project Size'!$F$9)/1000","v":1.8998977402010293E-2}]
[null,{"$f":"'Peak Identification'!B964","v":"TFSN14"},{"$f":"'Peak Identification'!D964","v":"W"},{"$f":"'Peak Identification'!E964","v":18},{"$f":"VLOOKUP($D966,'DER Output'!$S$17:$X$41,6,FALSE)","v":0.16032398020038169},{"$f":"IF($C966=\"S\",VLOOKUP($D966,'DER Output'!$S$18:$W$41,2,FALSE),VLOOKUP($D966,'DER Output'!$S$18:$W$41,3,FALSE))","v":5.535976984247182E-4},{"$f":"IF($C966=\"S\",VLOOKUP($D966,'DER Output'!$S$18:$W$41,4,FALSE),VLOOKUP($D966,'DER Output'!$S$18:$W$41,5,FALSE))","v":5.535976984247182E-4},{"$f":"IF($C966=\"S\",VLOOKUP($D966,'DER Output'!$S$18:$W$41,4,FALSE),VLOOKUP($D966,'DER Output'!$S$18:$W$41,5,FALSE))","v":5.535976984247182E-4},{"$f":"IF($C966=\"S\",VLOOKUP($D966,'DER Output'!$S$18:$W$41,4,FALSE),VLOOKUP($D966,'DER Output'!$S$18:$W$41,5,FALSE))","v":5.535976984247182E-4},{"$f":"IF($C966=\"S\",VLOOKUP($D966,'DER Output'!$S$18:$W$41,4,FALSE),VLOOKUP($D966,'DER Output'!$S$18:$W$41,5,FALSE))","v":5.535976984247182E-4},{"$f":"IFERROR(IF(OR(C966=\"S\",C966=\"D\"),VLOOKUP(B966,'Seasonal Customer Count'!$B:$I,4,FALSE),IF(C966=\"W\",VLOOKUP(B966,'Seasonal Customer Count'!$B:$P,12,FALSE),\"Check\")),0)","v":0},{"$f":"IFERROR(IF(OR(C966=\"S\",C966=\"D\"),VLOOKUP(B966,'Seasonal Customer Count'!$B:$P,5,FALSE),IF(C966=\"W\",VLOOKUP(B966,'Seasonal Customer Count'!$B:$P,13,FALSE),\"Check\")),0)","v":0},{"$f":"IFERROR(IF(OR(C966=\"S\",C966=\"D\"),VLOOKUP(B966,'Seasonal Customer Count'!$B:$P,6,FALSE),IF(C966=\"W\",VLOOKUP(B966,'Seasonal Customer Count'!$B:$P,14,FALSE),\"Check\")),0)","v":0},{"$f":"IFERROR(IF(OR(C966=\"S\",C966=\"D\"),VLOOKUP(B966,'Seasonal Customer Count'!$B:$P,7,FALSE),IF(C966=\"W\",VLOOKUP(B966,'Seasonal Customer Count'!$B:$P,15,FALSE),\"Check\")),0)","v":0},{"$f":"IFERROR(IF(OR(C966=\"S\",C966=\"D\"),VLOOKUP(B966,'Seasonal Customer Count'!$B:$P,8,FALSE),IF(C966=\"W\",VLOOKUP(B966,'Seasonal Customer Count'!$B:$P,16,FALSE),\"Check\")),0)","v":0},{"$f":"Summary!$D$8*(K966*'Average Project Size'!$F$6+L966*'Average Project Size'!$F$7+M966*'Average Project Size'!$F$8+N966*'Average Project Size'!$F$10+O966*'Average Project Size'!$F$9)/1000","v":0},{"$f":"Summary!$D$8*(K966*F966*'Average Project Size'!$F$6+L966*G966*'Average Project Size'!$F$7+M966*H966*'Average Project Size'!$F$8+N966*I966*'Average Project Size'!$F$10+O966*J966*'Average Project Size'!$F$9)/1000","v":0}]
[null,{"$f":"'Peak Identification'!B965","v":"TFSN15"},{"$f":"'Peak Identification'!D965","v":"W"},{"$f":"'Peak Identification'!E965","v":18},{"$f":"VLOOKUP($D967,'DER Output'!$S$17:$X$41,6,FALSE)","v":0.16032398020038169},{"$f":"IF($C967=\"S\",VLOOKUP($D967,'DER Output'!$S$18:$W$41,2,FALSE),VLOOKUP($D967,'DER Output'!$S$18:$W$41,3,FALSE))","v":5.535976984247182E-4},{"$f":"IF($C967=\"S\",VLOOKUP($D967,'DER Output'!$S$18:$W$41,4,FALSE),VLOOKUP($D967,'DER Output'!$S$18:$W$41,5,FALSE))","v":5.535976984247182E-4},{"$f":"IF($C967=\"S\",VLOOKUP($D967,'DER Output'!$S$18:$W$41,4,FALSE),VLOOKUP($D967,'DER Output'!$S$18:$W$41,5,FALSE))","v":5.535976984247182E-4},{"$f":"IF($C967=\"S\",VLOOKUP($D967,'DER Output'!$S$18:$W$41,4,FALSE),VLOOKUP($D967,'DER Output'!$S$18:$W$41,5,FALSE))","v":5.535976984247182E-4},{"$f":"IF($C967=\"S\",VLOOKUP($D967,'DER Output'!$S$18:$W$41,4,FALSE),VLOOKUP($D967,'DER Output'!$S$18:$W$41,5,FALSE))","v":5.535976984247182E-4},{"$f":"IFERROR(IF(OR(C967=\"S\",C967=\"D\"),VLOOKUP(B967,'Seasonal Customer Count'!$B:$I,4,FALSE),IF(C967=\"W\",VLOOKUP(B967,'Seasonal Customer Count'!$B:$P,12,FALSE),\"Check\")),0)","v":0},{"$f":"IFERROR(IF(OR(C967=\"S\",C967=\"D\"),VLOOKUP(B967,'Seasonal Customer Count'!$B:$P,5,FALSE),IF(C967=\"W\",VLOOKUP(B967,'Seasonal Customer Count'!$B:$P,13,FALSE),\"Check\")),0)","v":0},{"$f":"IFERROR(IF(OR(C967=\"S\",C967=\"D\"),VLOOKUP(B967,'Seasonal Customer Count'!$B:$P,6,FALSE),IF(C967=\"W\",VLOOKUP(B967,'Seasonal Customer Count'!$B:$P,14,FALSE),\"Check\")),0)","v":0},{"$f":"IFERROR(IF(OR(C967=\"S\",C967=\"D\"),VLOOKUP(B967,'Seasonal Customer Count'!$B:$P,7,FALSE),IF(C967=\"W\",VLOOKUP(B967,'Seasonal Customer Count'!$B:$P,15,FALSE),\"Check\")),0)","v":0},{"$f":"IFERROR(IF(OR(C967=\"S\",C967=\"D\"),VLOOKUP(B967,'Seasonal Customer Count'!$B:$P,8,FALSE),IF(C967=\"W\",VLOOKUP(B967,'Seasonal Customer Count'!$B:$P,16,FALSE),\"Check\")),0)","v":0},{"$f":"Summary!$D$8*(K967*'Average Project Size'!$F$6+L967*'Average Project Size'!$F$7+M967*'Average Project Size'!$F$8+N967*'Average Project Size'!$F$10+O967*'Average Project Size'!$F$9)/1000","v":0},{"$f":"Summary!$D$8*(K967*F967*'Average Project Size'!$F$6+L967*G967*'Average Project Size'!$F$7+M967*H967*'Average Project Size'!$F$8+N967*I967*'Average Project Size'!$F$10+O967*J967*'Average Project Size'!$F$9)/1000","v":0}]
[null,{"$f":"'Peak Identification'!B966","v":"TFSN16"},{"$f":"'Peak Identification'!D966","v":"W"},{"$f":"'Peak Identification'!E966","v":18},{"$f":"VLOOKUP($D968,'DER Output'!$S$17:$X$41,6,FALSE)","v":0.16032398020038169},{"$f":"IF($C968=\"S\",VLOOKUP($D968,'DER Output'!$S$18:$W$41,2,FALSE),VLOOKUP($D968,'DER Output'!$S$18:$W$41,3,FALSE))","v":5.535976984247182E-4},{"$f":"IF($C968=\"S\",VLOOKUP($D968,'DER Output'!$S$18:$W$41,4,FALSE),VLOOKUP($D968,'DER Output'!$S$18:$W$41,5,FALSE))","v":5.535976984247182E-4},{"$f":"IF($C968=\"S\",VLOOKUP($D968,'DER Output'!$S$18:$W$41,4,FALSE),VLOOKUP($D968,'DER Output'!$S$18:$W$41,5,FALSE))","v":5.535976984247182E-4},{"$f":"IF($C968=\"S\",VLOOKUP($D968,'DER Output'!$S$18:$W$41,4,FALSE),VLOOKUP($D968,'DER Output'!$S$18:$W$41,5,FALSE))","v":5.535976984247182E-4},{"$f":"IF($C968=\"S\",VLOOKUP($D968,'DER Output'!$S$18:$W$41,4,FALSE),VLOOKUP($D968,'DER Output'!$S$18:$W$41,5,FALSE))","v":5.535976984247182E-4},{"$f":"IFERROR(IF(OR(C968=\"S\",C968=\"D\"),VLOOKUP(B968,'Seasonal Customer Count'!$B:$I,4,FALSE),IF(C968=\"W\",VLOOKUP(B968,'Seasonal Customer Count'!$B:$P,12,FALSE),\"Check\")),0)","v":0},{"$f":"IFERROR(IF(OR(C968=\"S\",C968=\"D\"),VLOOKUP(B968,'Seasonal Customer Count'!$B:$P,5,FALSE),IF(C968=\"W\",VLOOKUP(B968,'Seasonal Customer Count'!$B:$P,13,FALSE),\"Check\")),0)","v":0},{"$f":"IFERROR(IF(OR(C968=\"S\",C968=\"D\"),VLOOKUP(B968,'Seasonal Customer Count'!$B:$P,6,FALSE),IF(C968=\"W\",VLOOKUP(B968,'Seasonal Customer Count'!$B:$P,14,FALSE),\"Check\")),0)","v":0},{"$f":"IFERROR(IF(OR(C968=\"S\",C968=\"D\"),VLOOKUP(B968,'Seasonal Customer Count'!$B:$P,7,FALSE),IF(C968=\"W\",VLOOKUP(B968,'Seasonal Customer Count'!$B:$P,15,FALSE),\"Check\")),0)","v":0},{"$f":"IFERROR(IF(OR(C968=\"S\",C968=\"D\"),VLOOKUP(B968,'Seasonal Customer Count'!$B:$P,8,FALSE),IF(C968=\"W\",VLOOKUP(B968,'Seasonal Customer Count'!$B:$P,16,FALSE),\"Check\")),0)","v":0},{"$f":"Summary!$D$8*(K968*'Average Project Size'!$F$6+L968*'Average Project Size'!$F$7+M968*'Average Project Size'!$F$8+N968*'Average Project Size'!$F$10+O968*'Average Project Size'!$F$9)/1000","v":0},{"$f":"Summary!$D$8*(K968*F968*'Average Project Size'!$F$6+L968*G968*'Average Project Size'!$F$7+M968*H968*'Average Project Size'!$F$8+N968*I968*'Average Project Size'!$F$10+O968*J968*'Average Project Size'!$F$9)/1000","v":0}]
[null,{"$f":"'Peak Identification'!B967","v":"TFSN17"},{"$f":"'Peak Identification'!D967","v":"S"},{"$f":"'Peak Identification'!E967","v":16},{"$f":"VLOOKUP($D969,'DER Output'!$S$17:$X$41,6,FALSE)","v":0.22644022312513051},{"$f":"IF($C969=\"S\",VLOOKUP($D969,'DER Output'!$S$18:$W$41,2,FALSE),VLOOKUP($D969,'DER Output'!$S$18:$W$41,3,FALSE))","v":0.44781407722569133},{"$f":"IF($C969=\"S\",VLOOKUP($D969,'DER Output'!$S$18:$W$41,4,FALSE),VLOOKUP($D969,'DER Output'!$S$18:$W$41,5,FALSE))","v":0.44781407722569133},{"$f":"IF($C969=\"S\",VLOOKUP($D969,'DER Output'!$S$18:$W$41,4,FALSE),VLOOKUP($D969,'DER Output'!$S$18:$W$41,5,FALSE))","v":0.44781407722569133},{"$f":"IF($C969=\"S\",VLOOKUP($D969,'DER Output'!$S$18:$W$41,4,FALSE),VLOOKUP($D969,'DER Output'!$S$18:$W$41,5,FALSE))","v":0.44781407722569133},{"$f":"IF($C969=\"S\",VLOOKUP($D969,'DER Output'!$S$18:$W$41,4,FALSE),VLOOKUP($D969,'DER Output'!$S$18:$W$41,5,FALSE))","v":0.44781407722569133},{"$f":"IFERROR(IF(OR(C969=\"S\",C969=\"D\"),VLOOKUP(B969,'Seasonal Customer Count'!$B:$I,4,FALSE),IF(C969=\"W\",VLOOKUP(B969,'Seasonal Customer Count'!$B:$P,12,FALSE),\"Check\")),0)","v":861},{"$f":"IFERROR(IF(OR(C969=\"S\",C969=\"D\"),VLOOKUP(B969,'Seasonal Customer Count'!$B:$P,5,FALSE),IF(C969=\"W\",VLOOKUP(B969,'Seasonal Customer Count'!$B:$P,13,FALSE),\"Check\")),0)","v":42},{"$f":"IFERROR(IF(OR(C969=\"S\",C969=\"D\"),VLOOKUP(B969,'Seasonal Customer Count'!$B:$P,6,FALSE),IF(C969=\"W\",VLOOKUP(B969,'Seasonal Customer Count'!$B:$P,14,FALSE),\"Check\")),0)","v":50},{"$f":"IFERROR(IF(OR(C969=\"S\",C969=\"D\"),VLOOKUP(B969,'Seasonal Customer Count'!$B:$P,7,FALSE),IF(C969=\"W\",VLOOKUP(B969,'Seasonal Customer Count'!$B:$P,15,FALSE),\"Check\")),0)","v":0},{"$f":"IFERROR(IF(OR(C969=\"S\",C969=\"D\"),VLOOKUP(B969,'Seasonal Customer Count'!$B:$P,8,FALSE),IF(C969=\"W\",VLOOKUP(B969,'Seasonal Customer Count'!$B:$P,16,FALSE),\"Check\")),0)","v":0},{"$f":"Summary!$D$8*(K969*'Average Project Size'!$F$6+L969*'Average Project Size'!$F$7+M969*'Average Project Size'!$F$8+N969*'Average Project Size'!$F$10+O969*'Average Project Size'!$F$9)/1000","v":4.5902192240338854E-2},{"$f":"Summary!$D$8*(K969*F969*'Average Project Size'!$F$6+L969*G969*'Average Project Size'!$F$7+M969*H969*'Average Project Size'!$F$8+N969*I969*'Average Project Size'!$F$10+O969*J969*'Average Project Size'!$F$9)/1000","v":2.0555647860743632E-2}]
[null,{"$f":"'Peak Identification'!B968","v":"TFSN18"},{"$f":"'Peak Identification'!D968","v":"S"},{"$f":"'Peak Identification'!E968","v":15},{"$f":"VLOOKUP($D970,'DER Output'!$S$17:$X$41,6,FALSE)","v":0.24675324675324678},{"$f":"IF($C970=\"S\",VLOOKUP($D970,'DER Output'!$S$18:$W$41,2,FALSE),VLOOKUP($D970,'DER Output'!$S$18:$W$41,3,FALSE))","v":0.57498529407079435},{"$f":"IF($C970=\"S\",VLOOKUP($D970,'DER Output'!$S$18:$W$41,4,FALSE),VLOOKUP($D970,'DER Output'!$S$18:$W$41,5,FALSE))","v":0.57498529407079435},{"$f":"IF($C970=\"S\",VLOOKUP($D970,'DER Output'!$S$18:$W$41,4,FALSE),VLOOKUP($D970,'DER Output'!$S$18:$W$41,5,FALSE))","v":0.57498529407079435},{"$f":"IF($C970=\"S\",VLOOKUP($D970,'DER Output'!$S$18:$W$41,4,FALSE),VLOOKUP($D970,'DER Output'!$S$18:$W$41,5,FALSE))","v":0.57498529407079435},{"$f":"IF($C970=\"S\",VLOOKUP($D970,'DER Output'!$S$18:$W$41,4,FALSE),VLOOKUP($D970,'DER Output'!$S$18:$W$41,5,FALSE))","v":0.57498529407079435},{"$f":"IFERROR(IF(OR(C970=\"S\",C970=\"D\"),VLOOKUP(B970,'Seasonal Customer Count'!$B:$I,4,FALSE),IF(C970=\"W\",VLOOKUP(B970,'Seasonal Customer Count'!$B:$P,12,FALSE),\"Check\")),0)","v":329},{"$f":"IFERROR(IF(OR(C970=\"S\",C970=\"D\"),VLOOKUP(B970,'Seasonal Customer Count'!$B:$P,5,FALSE),IF(C970=\"W\",VLOOKUP(B970,'Seasonal Customer Count'!$B:$P,13,FALSE),\"Check\")),0)","v":49},{"$f":"IFERROR(IF(OR(C970=\"S\",C970=\"D\"),VLOOKUP(B970,'Seasonal Customer Count'!$B:$P,6,FALSE),IF(C970=\"W\",VLOOKUP(B970,'Seasonal Customer Count'!$B:$P,14,FALSE),\"Check\")),0)","v":148},{"$f":"IFERROR(IF(OR(C970=\"S\",C970=\"D\"),VLOOKUP(B970,'Seasonal Customer Count'!$B:$P,7,FALSE),IF(C970=\"W\",VLOOKUP(B970,'Seasonal Customer Count'!$B:$P,15,FALSE),\"Check\")),0)","v":2},{"$f":"IFERROR(IF(OR(C970=\"S\",C970=\"D\"),VLOOKUP(B970,'Seasonal Customer Count'!$B:$P,8,FALSE),IF(C970=\"W\",VLOOKUP(B970,'Seasonal Customer Count'!$B:$P,16,FALSE),\"Check\")),0)","v":0},{"$f":"Summary!$D$8*(K970*'Average Project Size'!$F$6+L970*'Average Project Size'!$F$7+M970*'Average Project Size'!$F$8+N970*'Average Project Size'!$F$10+O970*'Average Project Size'!$F$9)/1000","v":4.799533476458457E-2},{"$f":"Summary!$D$8*(K970*F970*'Average Project Size'!$F$6+L970*G970*'Average Project Size'!$F$7+M970*H970*'Average Project Size'!$F$8+N970*I970*'Average Project Size'!$F$10+O970*J970*'Average Project Size'!$F$9)/1000","v":2.7596611673640883E-2}]
[null,{"$f":"'Peak Identification'!B969","v":"TFSN19"},{"$f":"'Peak Identification'!D969","v":"S"},{"$f":"'Peak Identification'!E969","v":16},{"$f":"VLOOKUP($D971,'DER Output'!$S$17:$X$41,6,FALSE)","v":0.22644022312513051},{"$f":"IF($C971=\"S\",VLOOKUP($D971,'DER Output'!$S$18:$W$41,2,FALSE),VLOOKUP($D971,'DER Output'!$S$18:$W$41,3,FALSE))","v":0.44781407722569133},{"$f":"IF($C971=\"S\",VLOOKUP($D971,'DER Output'!$S$18:$W$41,4,FALSE),VLOOKUP($D971,'DER Output'!$S$18:$W$41,5,FALSE))","v":0.44781407722569133},{"$f":"IF($C971=\"S\",VLOOKUP($D971,'DER Output'!$S$18:$W$41,4,FALSE),VLOOKUP($D971,'DER Output'!$S$18:$W$41,5,FALSE))","v":0.44781407722569133},{"$f":"IF($C971=\"S\",VLOOKUP($D971,'DER Output'!$S$18:$W$41,4,FALSE),VLOOKUP($D971,'DER Output'!$S$18:$W$41,5,FALSE))","v":0.44781407722569133},{"$f":"IF($C971=\"S\",VLOOKUP($D971,'DER Output'!$S$18:$W$41,4,FALSE),VLOOKUP($D971,'DER Output'!$S$18:$W$41,5,FALSE))","v":0.44781407722569133},{"$f":"IFERROR(IF(OR(C971=\"S\",C971=\"D\"),VLOOKUP(B971,'Seasonal Customer Count'!$B:$I,4,FALSE),IF(C971=\"W\",VLOOKUP(B971,'Seasonal Customer Count'!$B:$P,12,FALSE),\"Check\")),0)","v":646},{"$f":"IFERROR(IF(OR(C971=\"S\",C971=\"D\"),VLOOKUP(B971,'Seasonal Customer Count'!$B:$P,5,FALSE),IF(C971=\"W\",VLOOKUP(B971,'Seasonal Customer Count'!$B:$P,13,FALSE),\"Check\")),0)","v":51},{"$f":"IFERROR(IF(OR(C971=\"S\",C971=\"D\"),VLOOKUP(B971,'Seasonal Customer Count'!$B:$P,6,FALSE),IF(C971=\"W\",VLOOKUP(B971,'Seasonal Customer Count'!$B:$P,14,FALSE),\"Check\")),0)","v":132},{"$f":"IFERROR(IF(OR(C971=\"S\",C971=\"D\"),VLOOKUP(B971,'Seasonal Customer Count'!$B:$P,7,FALSE),IF(C971=\"W\",VLOOKUP(B971,'Seasonal Customer Count'!$B:$P,15,FALSE),\"Check\")),0)","v":2},{"$f":"IFERROR(IF(OR(C971=\"S\",C971=\"D\"),VLOOKUP(B971,'Seasonal Customer Count'!$B:$P,8,FALSE),IF(C971=\"W\",VLOOKUP(B971,'Seasonal Customer Count'!$B:$P,16,FALSE),\"Check\")),0)","v":1},{"$f":"Summary!$D$8*(K971*'Average Project Size'!$F$6+L971*'Average Project Size'!$F$7+M971*'Average Project Size'!$F$8+N971*'Average Project Size'!$F$10+O971*'Average Project Size'!$F$9)/1000","v":5.8626254403046647E-2},{"$f":"Summary!$D$8*(K971*F971*'Average Project Size'!$F$6+L971*G971*'Average Project Size'!$F$7+M971*H971*'Average Project Size'!$F$8+N971*I971*'Average Project Size'!$F$10+O971*J971*'Average Project Size'!$F$9)/1000","v":2.6253662016698962E-2}]
[null,{"$f":"'Peak Identification'!B970","v":"TFSN20"},{"$f":"'Peak Identification'!D970","v":"S"},{"$f":"'Peak Identification'!E970","v":17},{"$f":"VLOOKUP($D972,'DER Output'!$S$17:$X$41,6,FALSE)","v":0.19174838710475617},{"$f":"IF($C972=\"S\",VLOOKUP($D972,'DER Output'!$S$18:$W$41,2,FALSE),VLOOKUP($D972,'DER Output'!$S$18:$W$41,3,FALSE))","v":0.30300399777640191},{"$f":"IF($C972=\"S\",VLOOKUP($D972,'DER Output'!$S$18:$W$41,4,FALSE),VLOOKUP($D972,'DER Output'!$S$18:$W$41,5,FALSE))","v":0.30300399777640191},{"$f":"IF($C972=\"S\",VLOOKUP($D972,'DER Output'!$S$18:$W$41,4,FALSE),VLOOKUP($D972,'DER Output'!$S$18:$W$41,5,FALSE))","v":0.30300399777640191},{"$f":"IF($C972=\"S\",VLOOKUP($D972,'DER Output'!$S$18:$W$41,4,FALSE),VLOOKUP($D972,'DER Output'!$S$18:$W$41,5,FALSE))","v":0.30300399777640191},{"$f":"IF($C972=\"S\",VLOOKUP($D972,'DER Output'!$S$18:$W$41,4,FALSE),VLOOKUP($D972,'DER Output'!$S$18:$W$41,5,FALSE))","v":0.30300399777640191},{"$f":"IFERROR(IF(OR(C972=\"S\",C972=\"D\"),VLOOKUP(B972,'Seasonal Customer Count'!$B:$I,4,FALSE),IF(C972=\"W\",VLOOKUP(B972,'Seasonal Customer Count'!$B:$P,12,FALSE),\"Check\")),0)","v":148},{"$f":"IFERROR(IF(OR(C972=\"S\",C972=\"D\"),VLOOKUP(B972,'Seasonal Customer Count'!$B:$P,5,FALSE),IF(C972=\"W\",VLOOKUP(B972,'Seasonal Customer Count'!$B:$P,13,FALSE),\"Check\")),0)","v":23},{"$f":"IFERROR(IF(OR(C972=\"S\",C972=\"D\"),VLOOKUP(B972,'Seasonal Customer Count'!$B:$P,6,FALSE),IF(C972=\"W\",VLOOKUP(B972,'Seasonal Customer Count'!$B:$P,14,FALSE),\"Check\")),0)","v":135},{"$f":"IFERROR(IF(OR(C972=\"S\",C972=\"D\"),VLOOKUP(B972,'Seasonal Customer Count'!$B:$P,7,FALSE),IF(C972=\"W\",VLOOKUP(B972,'Seasonal Customer Count'!$B:$P,15,FALSE),\"Check\")),0)","v":2},{"$f":"IFERROR(IF(OR(C972=\"S\",C972=\"D\"),VLOOKUP(B972,'Seasonal Customer Count'!$B:$P,8,FALSE),IF(C972=\"W\",VLOOKUP(B972,'Seasonal Customer Count'!$B:$P,16,FALSE),\"Check\")),0)","v":0},{"$f":"Summary!$D$8*(K972*'Average Project Size'!$F$6+L972*'Average Project Size'!$F$7+M972*'Average Project Size'!$F$8+N972*'Average Project Size'!$F$10+O972*'Average Project Size'!$F$9)/1000","v":3.6658267672220052E-2},{"$f":"Summary!$D$8*(K972*F972*'Average Project Size'!$F$6+L972*G972*'Average Project Size'!$F$7+M972*H972*'Average Project Size'!$F$8+N972*I972*'Average Project Size'!$F$10+O972*J972*'Average Project Size'!$F$9)/1000","v":1.1107601656240111E-2}]
[null,{"$f":"'Peak Identification'!B971","v":"TFSN T-131"},{"$f":"'Peak Identification'!D971","v":"S"},{"$f":"'Peak Identification'!E971","v":20},{"$f":"VLOOKUP($D973,'DER Output'!$S$17:$X$41,6,FALSE)","v":2.7072953014838841E-3},{"$f":"IF($C973=\"S\",VLOOKUP($D973,'DER Output'!$S$18:$W$41,2,FALSE),VLOOKUP($D973,'DER Output'!$S$18:$W$41,3,FALSE))","v":2.0294966704587497E-2},{"$f":"IF($C973=\"S\",VLOOKUP($D973,'DER Output'!$S$18:$W$41,4,FALSE),VLOOKUP($D973,'DER Output'!$S$18:$W$41,5,FALSE))","v":2.0294966704587497E-2},{"$f":"IF($C973=\"S\",VLOOKUP($D973,'DER Output'!$S$18:$W$41,4,FALSE),VLOOKUP($D973,'DER Output'!$S$18:$W$41,5,FALSE))","v":2.0294966704587497E-2},{"$f":"IF($C973=\"S\",VLOOKUP($D973,'DER Output'!$S$18:$W$41,4,FALSE),VLOOKUP($D973,'DER Output'!$S$18:$W$41,5,FALSE))","v":2.0294966704587497E-2},{"$f":"IF($C973=\"S\",VLOOKUP($D973,'DER Output'!$S$18:$W$41,4,FALSE),VLOOKUP($D973,'DER Output'!$S$18:$W$41,5,FALSE))","v":2.0294966704587497E-2},{"$f":"IFERROR(IF(OR(C973=\"S\",C973=\"D\"),VLOOKUP(B973,'Seasonal Customer Count'!$B:$I,4,FALSE),IF(C973=\"W\",VLOOKUP(B973,'Seasonal Customer Count'!$B:$P,12,FALSE),\"Check\")),0)","v":0},{"$f":"IFERROR(IF(OR(C973=\"S\",C973=\"D\"),VLOOKUP(B973,'Seasonal Customer Count'!$B:$P,5,FALSE),IF(C973=\"W\",VLOOKUP(B973,'Seasonal Customer Count'!$B:$P,13,FALSE),\"Check\")),0)","v":0},{"$f":"IFERROR(IF(OR(C973=\"S\",C973=\"D\"),VLOOKUP(B973,'Seasonal Customer Count'!$B:$P,6,FALSE),IF(C973=\"W\",VLOOKUP(B973,'Seasonal Customer Count'!$B:$P,14,FALSE),\"Check\")),0)","v":0},{"$f":"IFERROR(IF(OR(C973=\"S\",C973=\"D\"),VLOOKUP(B973,'Seasonal Customer Count'!$B:$P,7,FALSE),IF(C973=\"W\",VLOOKUP(B973,'Seasonal Customer Count'!$B:$P,15,FALSE),\"Check\")),0)","v":0},{"$f":"IFERROR(IF(OR(C973=\"S\",C973=\"D\"),VLOOKUP(B973,'Seasonal Customer Count'!$B:$P,8,FALSE),IF(C973=\"W\",VLOOKUP(B973,'Seasonal Customer Count'!$B:$P,16,FALSE),\"Check\")),0)","v":0},{"$f":"Summary!$D$8*(K973*'Average Project Size'!$F$6+L973*'Average Project Size'!$F$7+M973*'Average Project Size'!$F$8+N973*'Average Project Size'!$F$10+O973*'Average Project Size'!$F$9)/1000","v":0},{"$f":"Summary!$D$8*(K973*F973*'Average Project Size'!$F$6+L973*G973*'Average Project Size'!$F$7+M973*H973*'Average Project Size'!$F$8+N973*I973*'Average Project Size'!$F$10+O973*J973*'Average Project Size'!$F$9)/1000","v":0}]
[null,{"$f":"'Peak Identification'!B972","v":"TFSN T-132"},{"$f":"'Peak Identification'!D972","v":"S"},{"$f":"'Peak Identification'!E972","v":20},{"$f":"VLOOKUP($D974,'DER Output'!$S$17:$X$41,6,FALSE)","v":2.7072953014838841E-3},{"$f":"IF($C974=\"S\",VLOOKUP($D974,'DER Output'!$S$18:$W$41,2,FALSE),VLOOKUP($D974,'DER Output'!$S$18:$W$41,3,FALSE))","v":2.0294966704587497E-2},{"$f":"IF($C974=\"S\",VLOOKUP($D974,'DER Output'!$S$18:$W$41,4,FALSE),VLOOKUP($D974,'DER Output'!$S$18:$W$41,5,FALSE))","v":2.0294966704587497E-2},{"$f":"IF($C974=\"S\",VLOOKUP($D974,'DER Output'!$S$18:$W$41,4,FALSE),VLOOKUP($D974,'DER Output'!$S$18:$W$41,5,FALSE))","v":2.0294966704587497E-2},{"$f":"IF($C974=\"S\",VLOOKUP($D974,'DER Output'!$S$18:$W$41,4,FALSE),VLOOKUP($D974,'DER Output'!$S$18:$W$41,5,FALSE))","v":2.0294966704587497E-2},{"$f":"IF($C974=\"S\",VLOOKUP($D974,'DER Output'!$S$18:$W$41,4,FALSE),VLOOKUP($D974,'DER Output'!$S$18:$W$41,5,FALSE))","v":2.0294966704587497E-2},{"$f":"IFERROR(IF(OR(C974=\"S\",C974=\"D\"),VLOOKUP(B974,'Seasonal Customer Count'!$B:$I,4,FALSE),IF(C974=\"W\",VLOOKUP(B974,'Seasonal Customer Count'!$B:$P,12,FALSE),\"Check\")),0)","v":0},{"$f":"IFERROR(IF(OR(C974=\"S\",C974=\"D\"),VLOOKUP(B974,'Seasonal Customer Count'!$B:$P,5,FALSE),IF(C974=\"W\",VLOOKUP(B974,'Seasonal Customer Count'!$B:$P,13,FALSE),\"Check\")),0)","v":0},{"$f":"IFERROR(IF(OR(C974=\"S\",C974=\"D\"),VLOOKUP(B974,'Seasonal Customer Count'!$B:$P,6,FALSE),IF(C974=\"W\",VLOOKUP(B974,'Seasonal Customer Count'!$B:$P,14,FALSE),\"Check\")),0)","v":0},{"$f":"IFERROR(IF(OR(C974=\"S\",C974=\"D\"),VLOOKUP(B974,'Seasonal Customer Count'!$B:$P,7,FALSE),IF(C974=\"W\",VLOOKUP(B974,'Seasonal Customer Count'!$B:$P,15,FALSE),\"Check\")),0)","v":0},{"$f":"IFERROR(IF(OR(C974=\"S\",C974=\"D\"),VLOOKUP(B974,'Seasonal Customer Count'!$B:$P,8,FALSE),IF(C974=\"W\",VLOOKUP(B974,'Seasonal Customer Count'!$B:$P,16,FALSE),\"Check\")),0)","v":0},{"$f":"Summary!$D$8*(K974*'Average Project Size'!$F$6+L974*'Average Project Size'!$F$7+M974*'Average Project Size'!$F$8+N974*'Average Project Size'!$F$10+O974*'Average Project Size'!$F$9)/1000","v":0},{"$f":"Summary!$D$8*(K974*F974*'Average Project Size'!$F$6+L974*G974*'Average Project Size'!$F$7+M974*H974*'Average Project Size'!$F$8+N974*I974*'Average Project Size'!$F$10+O974*J974*'Average Project Size'!$F$9)/1000","v":0}]
[null,{"$f":"'Peak Identification'!B973","v":"TFSN T-133"},{"$f":"'Peak Identification'!D973","v":"S"},{"$f":"'Peak Identification'!E973","v":17},{"$f":"VLOOKUP($D975,'DER Output'!$S$17:$X$41,6,FALSE)","v":0.19174838710475617},{"$f":"IF($C975=\"S\",VLOOKUP($D975,'DER Output'!$S$18:$W$41,2,FALSE),VLOOKUP($D975,'DER Output'!$S$18:$W$41,3,FALSE))","v":0.30300399777640191},{"$f":"IF($C975=\"S\",VLOOKUP($D975,'DER Output'!$S$18:$W$41,4,FALSE),VLOOKUP($D975,'DER Output'!$S$18:$W$41,5,FALSE))","v":0.30300399777640191},{"$f":"IF($C975=\"S\",VLOOKUP($D975,'DER Output'!$S$18:$W$41,4,FALSE),VLOOKUP($D975,'DER Output'!$S$18:$W$41,5,FALSE))","v":0.30300399777640191},{"$f":"IF($C975=\"S\",VLOOKUP($D975,'DER Output'!$S$18:$W$41,4,FALSE),VLOOKUP($D975,'DER Output'!$S$18:$W$41,5,FALSE))","v":0.30300399777640191},{"$f":"IF($C975=\"S\",VLOOKUP($D975,'DER Output'!$S$18:$W$41,4,FALSE),VLOOKUP($D975,'DER Output'!$S$18:$W$41,5,FALSE))","v":0.30300399777640191},{"$f":"IFERROR(IF(OR(C975=\"S\",C975=\"D\"),VLOOKUP(B975,'Seasonal Customer Count'!$B:$I,4,FALSE),IF(C975=\"W\",VLOOKUP(B975,'Seasonal Customer Count'!$B:$P,12,FALSE),\"Check\")),0)","v":4244},{"$f":"IFERROR(IF(OR(C975=\"S\",C975=\"D\"),VLOOKUP(B975,'Seasonal Customer Count'!$B:$P,5,FALSE),IF(C975=\"W\",VLOOKUP(B975,'Seasonal Customer Count'!$B:$P,13,FALSE),\"Check\")),0)","v":319},{"$f":"IFERROR(IF(OR(C975=\"S\",C975=\"D\"),VLOOKUP(B975,'Seasonal Customer Count'!$B:$P,6,FALSE),IF(C975=\"W\",VLOOKUP(B975,'Seasonal Customer Count'!$B:$P,14,FALSE),\"Check\")),0)","v":378},{"$f":"IFERROR(IF(OR(C975=\"S\",C975=\"D\"),VLOOKUP(B975,'Seasonal Customer Count'!$B:$P,7,FALSE),IF(C975=\"W\",VLOOKUP(B975,'Seasonal Customer Count'!$B:$P,15,FALSE),\"Check\")),0)","v":4},{"$f":"IFERROR(IF(OR(C975=\"S\",C975=\"D\"),VLOOKUP(B975,'Seasonal Customer Count'!$B:$P,8,FALSE),IF(C975=\"W\",VLOOKUP(B975,'Seasonal Customer Count'!$B:$P,16,FALSE),\"Check\")),0)","v":2},{"$f":"Summary!$D$8*(K975*'Average Project Size'!$F$6+L975*'Average Project Size'!$F$7+M975*'Average Project Size'!$F$8+N975*'Average Project Size'!$F$10+O975*'Average Project Size'!$F$9)/1000","v":0.27010905288119141},{"$f":"Summary!$D$8*(K975*F975*'Average Project Size'!$F$6+L975*G975*'Average Project Size'!$F$7+M975*H975*'Average Project Size'!$F$8+N975*I975*'Average Project Size'!$F$10+O975*J975*'Average Project Size'!$F$9)/1000","v":8.1844122858598559E-2}]
[null,{"$f":"'Peak Identification'!B974","v":"TFSN T-134"},{"$f":"'Peak Identification'!D974","v":"S"},{"$f":"'Peak Identification'!E974","v":17},{"$f":"VLOOKUP($D976,'DER Output'!$S$17:$X$41,6,FALSE)","v":0.19174838710475617},{"$f":"IF($C976=\"S\",VLOOKUP($D976,'DER Output'!$S$18:$W$41,2,FALSE),VLOOKUP($D976,'DER Output'!$S$18:$W$41,3,FALSE))","v":0.30300399777640191},{"$f":"IF($C976=\"S\",VLOOKUP($D976,'DER Output'!$S$18:$W$41,4,FALSE),VLOOKUP($D976,'DER Output'!$S$18:$W$41,5,FALSE))","v":0.30300399777640191},{"$f":"IF($C976=\"S\",VLOOKUP($D976,'DER Output'!$S$18:$W$41,4,FALSE),VLOOKUP($D976,'DER Output'!$S$18:$W$41,5,FALSE))","v":0.30300399777640191},{"$f":"IF($C976=\"S\",VLOOKUP($D976,'DER Output'!$S$18:$W$41,4,FALSE),VLOOKUP($D976,'DER Output'!$S$18:$W$41,5,FALSE))","v":0.30300399777640191},{"$f":"IF($C976=\"S\",VLOOKUP($D976,'DER Output'!$S$18:$W$41,4,FALSE),VLOOKUP($D976,'DER Output'!$S$18:$W$41,5,FALSE))","v":0.30300399777640191},{"$f":"IFERROR(IF(OR(C976=\"S\",C976=\"D\"),VLOOKUP(B976,'Seasonal Customer Count'!$B:$I,4,FALSE),IF(C976=\"W\",VLOOKUP(B976,'Seasonal Customer Count'!$B:$P,12,FALSE),\"Check\")),0)","v":2211},{"$f":"IFERROR(IF(OR(C976=\"S\",C976=\"D\"),VLOOKUP(B976,'Seasonal Customer Count'!$B:$P,5,FALSE),IF(C976=\"W\",VLOOKUP(B976,'Seasonal Customer Count'!$B:$P,13,FALSE),\"Check\")),0)","v":140},{"$f":"IFERROR(IF(OR(C976=\"S\",C976=\"D\"),VLOOKUP(B976,'Seasonal Customer Count'!$B:$P,6,FALSE),IF(C976=\"W\",VLOOKUP(B976,'Seasonal Customer Count'!$B:$P,14,FALSE),\"Check\")),0)","v":358},{"$f":"IFERROR(IF(OR(C976=\"S\",C976=\"D\"),VLOOKUP(B976,'Seasonal Customer Count'!$B:$P,7,FALSE),IF(C976=\"W\",VLOOKUP(B976,'Seasonal Customer Count'!$B:$P,15,FALSE),\"Check\")),0)","v":4},{"$f":"IFERROR(IF(OR(C976=\"S\",C976=\"D\"),VLOOKUP(B976,'Seasonal Customer Count'!$B:$P,8,FALSE),IF(C976=\"W\",VLOOKUP(B976,'Seasonal Customer Count'!$B:$P,16,FALSE),\"Check\")),0)","v":1},{"$f":"Summary!$D$8*(K976*'Average Project Size'!$F$6+L976*'Average Project Size'!$F$7+M976*'Average Project Size'!$F$8+N976*'Average Project Size'!$F$10+O976*'Average Project Size'!$F$9)/1000","v":0.17209786934643398},{"$f":"Summary!$D$8*(K976*F976*'Average Project Size'!$F$6+L976*G976*'Average Project Size'!$F$7+M976*H976*'Average Project Size'!$F$8+N976*I976*'Average Project Size'!$F$10+O976*J976*'Average Project Size'!$F$9)/1000","v":5.2146342420770389E-2}]
[null,{"$f":"'Peak Identification'!B975","v":"THCK11"},{"$f":"'Peak Identification'!D975","v":"S"},{"$f":"'Peak Identification'!E975","v":18},{"$f":"VLOOKUP($D977,'DER Output'!$S$17:$X$41,6,FALSE)","v":0.16032398020038169},{"$f":"IF($C977=\"S\",VLOOKUP($D977,'DER Output'!$S$18:$W$41,2,FALSE),VLOOKUP($D977,'DER Output'!$S$18:$W$41,3,FALSE))","v":0.17224423800777711},{"$f":"IF($C977=\"S\",VLOOKUP($D977,'DER Output'!$S$18:$W$41,4,FALSE),VLOOKUP($D977,'DER Output'!$S$18:$W$41,5,FALSE))","v":0.17224423800777711},{"$f":"IF($C977=\"S\",VLOOKUP($D977,'DER Output'!$S$18:$W$41,4,FALSE),VLOOKUP($D977,'DER Output'!$S$18:$W$41,5,FALSE))","v":0.17224423800777711},{"$f":"IF($C977=\"S\",VLOOKUP($D977,'DER Output'!$S$18:$W$41,4,FALSE),VLOOKUP($D977,'DER Output'!$S$18:$W$41,5,FALSE))","v":0.17224423800777711},{"$f":"IF($C977=\"S\",VLOOKUP($D977,'DER Output'!$S$18:$W$41,4,FALSE),VLOOKUP($D977,'DER Output'!$S$18:$W$41,5,FALSE))","v":0.17224423800777711},{"$f":"IFERROR(IF(OR(C977=\"S\",C977=\"D\"),VLOOKUP(B977,'Seasonal Customer Count'!$B:$I,4,FALSE),IF(C977=\"W\",VLOOKUP(B977,'Seasonal Customer Count'!$B:$P,12,FALSE),\"Check\")),0)","v":34},{"$f":"IFERROR(IF(OR(C977=\"S\",C977=\"D\"),VLOOKUP(B977,'Seasonal Customer Count'!$B:$P,5,FALSE),IF(C977=\"W\",VLOOKUP(B977,'Seasonal Customer Count'!$B:$P,13,FALSE),\"Check\")),0)","v":2},{"$f":"IFERROR(IF(OR(C977=\"S\",C977=\"D\"),VLOOKUP(B977,'Seasonal Customer Count'!$B:$P,6,FALSE),IF(C977=\"W\",VLOOKUP(B977,'Seasonal Customer Count'!$B:$P,14,FALSE),\"Check\")),0)","v":4},{"$f":"IFERROR(IF(OR(C977=\"S\",C977=\"D\"),VLOOKUP(B977,'Seasonal Customer Count'!$B:$P,7,FALSE),IF(C977=\"W\",VLOOKUP(B977,'Seasonal Customer Count'!$B:$P,15,FALSE),\"Check\")),0)","v":0},{"$f":"IFERROR(IF(OR(C977=\"S\",C977=\"D\"),VLOOKUP(B977,'Seasonal Customer Count'!$B:$P,8,FALSE),IF(C977=\"W\",VLOOKUP(B977,'Seasonal Customer Count'!$B:$P,16,FALSE),\"Check\")),0)","v":7},{"$f":"Summary!$D$8*(K977*'Average Project Size'!$F$6+L977*'Average Project Size'!$F$7+M977*'Average Project Size'!$F$8+N977*'Average Project Size'!$F$10+O977*'Average Project Size'!$F$9)/1000","v":6.6382369412977798E-3},{"$f":"Summary!$D$8*(K977*F977*'Average Project Size'!$F$6+L977*G977*'Average Project Size'!$F$7+M977*H977*'Average Project Size'!$F$8+N977*I977*'Average Project Size'!$F$10+O977*J977*'Average Project Size'!$F$9)/1000","v":1.1433980636689129E-3}]
[null,{"$f":"'Peak Identification'!B976","v":"THCK41"},{"$f":"'Peak Identification'!D976","v":"S"},{"$f":"'Peak Identification'!E976","v":18},{"$f":"VLOOKUP($D978,'DER Output'!$S$17:$X$41,6,FALSE)","v":0.16032398020038169},{"$f":"IF($C978=\"S\",VLOOKUP($D978,'DER Output'!$S$18:$W$41,2,FALSE),VLOOKUP($D978,'DER Output'!$S$18:$W$41,3,FALSE))","v":0.17224423800777711},{"$f":"IF($C978=\"S\",VLOOKUP($D978,'DER Output'!$S$18:$W$41,4,FALSE),VLOOKUP($D978,'DER Output'!$S$18:$W$41,5,FALSE))","v":0.17224423800777711},{"$f":"IF($C978=\"S\",VLOOKUP($D978,'DER Output'!$S$18:$W$41,4,FALSE),VLOOKUP($D978,'DER Output'!$S$18:$W$41,5,FALSE))","v":0.17224423800777711},{"$f":"IF($C978=\"S\",VLOOKUP($D978,'DER Output'!$S$18:$W$41,4,FALSE),VLOOKUP($D978,'DER Output'!$S$18:$W$41,5,FALSE))","v":0.17224423800777711},{"$f":"IF($C978=\"S\",VLOOKUP($D978,'DER Output'!$S$18:$W$41,4,FALSE),VLOOKUP($D978,'DER Output'!$S$18:$W$41,5,FALSE))","v":0.17224423800777711},{"$f":"IFERROR(IF(OR(C978=\"S\",C978=\"D\"),VLOOKUP(B978,'Seasonal Customer Count'!$B:$I,4,FALSE),IF(C978=\"W\",VLOOKUP(B978,'Seasonal Customer Count'!$B:$P,12,FALSE),\"Check\")),0)","v":0},{"$f":"IFERROR(IF(OR(C978=\"S\",C978=\"D\"),VLOOKUP(B978,'Seasonal Customer Count'!$B:$P,5,FALSE),IF(C978=\"W\",VLOOKUP(B978,'Seasonal Customer Count'!$B:$P,13,FALSE),\"Check\")),0)","v":0},{"$f":"IFERROR(IF(OR(C978=\"S\",C978=\"D\"),VLOOKUP(B978,'Seasonal Customer Count'!$B:$P,6,FALSE),IF(C978=\"W\",VLOOKUP(B978,'Seasonal Customer Count'!$B:$P,14,FALSE),\"Check\")),0)","v":1},{"$f":"IFERROR(IF(OR(C978=\"S\",C978=\"D\"),VLOOKUP(B978,'Seasonal Customer Count'!$B:$P,7,FALSE),IF(C978=\"W\",VLOOKUP(B978,'Seasonal Customer Count'!$B:$P,15,FALSE),\"Check\")),0)","v":0},{"$f":"IFERROR(IF(OR(C978=\"S\",C978=\"D\"),VLOOKUP(B978,'Seasonal Customer Count'!$B:$P,8,FALSE),IF(C978=\"W\",VLOOKUP(B978,'Seasonal Customer Count'!$B:$P,16,FALSE),\"Check\")),0)","v":0},{"$f":"Summary!$D$8*(K978*'Average Project Size'!$F$6+L978*'Average Project Size'!$F$7+M978*'Average Project Size'!$F$8+N978*'Average Project Size'!$F$10+O978*'Average Project Size'!$F$9)/1000","v":1.7198264337607111E-4},{"$f":"Summary!$D$8*(K978*F978*'Average Project Size'!$F$6+L978*G978*'Average Project Size'!$F$7+M978*H978*'Average Project Size'!$F$8+N978*I978*'Average Project Size'!$F$10+O978*J978*'Average Project Size'!$F$9)/1000","v":2.9623019358874642E-5}]
[null,{"$f":"'Peak Identification'!B977","v":"THCK T-061"},{"$f":"'Peak Identification'!D977","v":"S"},{"$f":"'Peak Identification'!E977","v":18},{"$f":"VLOOKUP($D979,'DER Output'!$S$17:$X$41,6,FALSE)","v":0.16032398020038169},{"$f":"IF($C979=\"S\",VLOOKUP($D979,'DER Output'!$S$18:$W$41,2,FALSE),VLOOKUP($D979,'DER Output'!$S$18:$W$41,3,FALSE))","v":0.17224423800777711},{"$f":"IF($C979=\"S\",VLOOKUP($D979,'DER Output'!$S$18:$W$41,4,FALSE),VLOOKUP($D979,'DER Output'!$S$18:$W$41,5,FALSE))","v":0.17224423800777711},{"$f":"IF($C979=\"S\",VLOOKUP($D979,'DER Output'!$S$18:$W$41,4,FALSE),VLOOKUP($D979,'DER Output'!$S$18:$W$41,5,FALSE))","v":0.17224423800777711},{"$f":"IF($C979=\"S\",VLOOKUP($D979,'DER Output'!$S$18:$W$41,4,FALSE),VLOOKUP($D979,'DER Output'!$S$18:$W$41,5,FALSE))","v":0.17224423800777711},{"$f":"IF($C979=\"S\",VLOOKUP($D979,'DER Output'!$S$18:$W$41,4,FALSE),VLOOKUP($D979,'DER Output'!$S$18:$W$41,5,FALSE))","v":0.17224423800777711},{"$f":"IFERROR(IF(OR(C979=\"S\",C979=\"D\"),VLOOKUP(B979,'Seasonal Customer Count'!$B:$I,4,FALSE),IF(C979=\"W\",VLOOKUP(B979,'Seasonal Customer Count'!$B:$P,12,FALSE),\"Check\")),0)","v":34},{"$f":"IFERROR(IF(OR(C979=\"S\",C979=\"D\"),VLOOKUP(B979,'Seasonal Customer Count'!$B:$P,5,FALSE),IF(C979=\"W\",VLOOKUP(B979,'Seasonal Customer Count'!$B:$P,13,FALSE),\"Check\")),0)","v":2},{"$f":"IFERROR(IF(OR(C979=\"S\",C979=\"D\"),VLOOKUP(B979,'Seasonal Customer Count'!$B:$P,6,FALSE),IF(C979=\"W\",VLOOKUP(B979,'Seasonal Customer Count'!$B:$P,14,FALSE),\"Check\")),0)","v":4},{"$f":"IFERROR(IF(OR(C979=\"S\",C979=\"D\"),VLOOKUP(B979,'Seasonal Customer Count'!$B:$P,7,FALSE),IF(C979=\"W\",VLOOKUP(B979,'Seasonal Customer Count'!$B:$P,15,FALSE),\"Check\")),0)","v":0},{"$f":"IFERROR(IF(OR(C979=\"S\",C979=\"D\"),VLOOKUP(B979,'Seasonal Customer Count'!$B:$P,8,FALSE),IF(C979=\"W\",VLOOKUP(B979,'Seasonal Customer Count'!$B:$P,16,FALSE),\"Check\")),0)","v":7},{"$f":"Summary!$D$8*(K979*'Average Project Size'!$F$6+L979*'Average Project Size'!$F$7+M979*'Average Project Size'!$F$8+N979*'Average Project Size'!$F$10+O979*'Average Project Size'!$F$9)/1000","v":6.6382369412977798E-3},{"$f":"Summary!$D$8*(K979*F979*'Average Project Size'!$F$6+L979*G979*'Average Project Size'!$F$7+M979*H979*'Average Project Size'!$F$8+N979*I979*'Average Project Size'!$F$10+O979*J979*'Average Project Size'!$F$9)/1000","v":1.1433980636689129E-3}]
[null,{"$f":"'Peak Identification'!B978","v":"THCK T-062"},{"$f":"'Peak Identification'!D978","v":"S"},{"$f":"'Peak Identification'!E978","v":18},{"$f":"VLOOKUP($D980,'DER Output'!$S$17:$X$41,6,FALSE)","v":0.16032398020038169},{"$f":"IF($C980=\"S\",VLOOKUP($D980,'DER Output'!$S$18:$W$41,2,FALSE),VLOOKUP($D980,'DER Output'!$S$18:$W$41,3,FALSE))","v":0.17224423800777711},{"$f":"IF($C980=\"S\",VLOOKUP($D980,'DER Output'!$S$18:$W$41,4,FALSE),VLOOKUP($D980,'DER Output'!$S$18:$W$41,5,FALSE))","v":0.17224423800777711},{"$f":"IF($C980=\"S\",VLOOKUP($D980,'DER Output'!$S$18:$W$41,4,FALSE),VLOOKUP($D980,'DER Output'!$S$18:$W$41,5,FALSE))","v":0.17224423800777711},{"$f":"IF($C980=\"S\",VLOOKUP($D980,'DER Output'!$S$18:$W$41,4,FALSE),VLOOKUP($D980,'DER Output'!$S$18:$W$41,5,FALSE))","v":0.17224423800777711},{"$f":"IF($C980=\"S\",VLOOKUP($D980,'DER Output'!$S$18:$W$41,4,FALSE),VLOOKUP($D980,'DER Output'!$S$18:$W$41,5,FALSE))","v":0.17224423800777711},{"$f":"IFERROR(IF(OR(C980=\"S\",C980=\"D\"),VLOOKUP(B980,'Seasonal Customer Count'!$B:$I,4,FALSE),IF(C980=\"W\",VLOOKUP(B980,'Seasonal Customer Count'!$B:$P,12,FALSE),\"Check\")),0)","v":0},{"$f":"IFERROR(IF(OR(C980=\"S\",C980=\"D\"),VLOOKUP(B980,'Seasonal Customer Count'!$B:$P,5,FALSE),IF(C980=\"W\",VLOOKUP(B980,'Seasonal Customer Count'!$B:$P,13,FALSE),\"Check\")),0)","v":0},{"$f":"IFERROR(IF(OR(C980=\"S\",C980=\"D\"),VLOOKUP(B980,'Seasonal Customer Count'!$B:$P,6,FALSE),IF(C980=\"W\",VLOOKUP(B980,'Seasonal Customer Count'!$B:$P,14,FALSE),\"Check\")),0)","v":1},{"$f":"IFERROR(IF(OR(C980=\"S\",C980=\"D\"),VLOOKUP(B980,'Seasonal Customer Count'!$B:$P,7,FALSE),IF(C980=\"W\",VLOOKUP(B980,'Seasonal Customer Count'!$B:$P,15,FALSE),\"Check\")),0)","v":0},{"$f":"IFERROR(IF(OR(C980=\"S\",C980=\"D\"),VLOOKUP(B980,'Seasonal Customer Count'!$B:$P,8,FALSE),IF(C980=\"W\",VLOOKUP(B980,'Seasonal Customer Count'!$B:$P,16,FALSE),\"Check\")),0)","v":0},{"$f":"Summary!$D$8*(K980*'Average Project Size'!$F$6+L980*'Average Project Size'!$F$7+M980*'Average Project Size'!$F$8+N980*'Average Project Size'!$F$10+O980*'Average Project Size'!$F$9)/1000","v":1.7198264337607111E-4},{"$f":"Summary!$D$8*(K980*F980*'Average Project Size'!$F$6+L980*G980*'Average Project Size'!$F$7+M980*H980*'Average Project Size'!$F$8+N980*I980*'Average Project Size'!$F$10+O980*J980*'Average Project Size'!$F$9)/1000","v":2.9623019358874642E-5}]
[null,{"$f":"'Peak Identification'!B979","v":"TMRK11"},{"$f":"'Peak Identification'!D979","v":"W"},{"$f":"'Peak Identification'!E979","v":8},{"$f":"VLOOKUP($D981,'DER Output'!$S$17:$X$41,6,FALSE)","v":0},{"$f":"IF($C981=\"S\",VLOOKUP($D981,'DER Output'!$S$18:$W$41,2,FALSE),VLOOKUP($D981,'DER Output'!$S$18:$W$41,3,FALSE))","v":2.4357194050013426E-2},{"$f":"IF($C981=\"S\",VLOOKUP($D981,'DER Output'!$S$18:$W$41,4,FALSE),VLOOKUP($D981,'DER Output'!$S$18:$W$41,5,FALSE))","v":2.4357194050013426E-2},{"$f":"IF($C981=\"S\",VLOOKUP($D981,'DER Output'!$S$18:$W$41,4,FALSE),VLOOKUP($D981,'DER Output'!$S$18:$W$41,5,FALSE))","v":2.4357194050013426E-2},{"$f":"IF($C981=\"S\",VLOOKUP($D981,'DER Output'!$S$18:$W$41,4,FALSE),VLOOKUP($D981,'DER Output'!$S$18:$W$41,5,FALSE))","v":2.4357194050013426E-2},{"$f":"IF($C981=\"S\",VLOOKUP($D981,'DER Output'!$S$18:$W$41,4,FALSE),VLOOKUP($D981,'DER Output'!$S$18:$W$41,5,FALSE))","v":2.4357194050013426E-2},{"$f":"IFERROR(IF(OR(C981=\"S\",C981=\"D\"),VLOOKUP(B981,'Seasonal Customer Count'!$B:$I,4,FALSE),IF(C981=\"W\",VLOOKUP(B981,'Seasonal Customer Count'!$B:$P,12,FALSE),\"Check\")),0)","v":67},{"$f":"IFERROR(IF(OR(C981=\"S\",C981=\"D\"),VLOOKUP(B981,'Seasonal Customer Count'!$B:$P,5,FALSE),IF(C981=\"W\",VLOOKUP(B981,'Seasonal Customer Count'!$B:$P,13,FALSE),\"Check\")),0)","v":20},{"$f":"IFERROR(IF(OR(C981=\"S\",C981=\"D\"),VLOOKUP(B981,'Seasonal Customer Count'!$B:$P,6,FALSE),IF(C981=\"W\",VLOOKUP(B981,'Seasonal Customer Count'!$B:$P,14,FALSE),\"Check\")),0)","v":0},{"$f":"IFERROR(IF(OR(C981=\"S\",C981=\"D\"),VLOOKUP(B981,'Seasonal Customer Count'!$B:$P,7,FALSE),IF(C981=\"W\",VLOOKUP(B981,'Seasonal Customer Count'!$B:$P,15,FALSE),\"Check\")),0)","v":22},{"$f":"IFERROR(IF(OR(C981=\"S\",C981=\"D\"),VLOOKUP(B981,'Seasonal Customer Count'!$B:$P,8,FALSE),IF(C981=\"W\",VLOOKUP(B981,'Seasonal Customer Count'!$B:$P,16,FALSE),\"Check\")),0)","v":0},{"$f":"Summary!$D$8*(K981*'Average Project Size'!$F$6+L981*'Average Project Size'!$F$7+M981*'Average Project Size'!$F$8+N981*'Average Project Size'!$F$10+O981*'Average Project Size'!$F$9)/1000","v":6.8711253075933842E-2},{"$f":"Summary!$D$8*(K981*F981*'Average Project Size'!$F$6+L981*G981*'Average Project Size'!$F$7+M981*H981*'Average Project Size'!$F$8+N981*I981*'Average Project Size'!$F$10+O981*J981*'Average Project Size'!$F$9)/1000","v":1.6736133245901024E-3}]
[null,{"$f":"'Peak Identification'!B980","v":"TMRK12"},{"$f":"'Peak Identification'!D980","v":"W"},{"$f":"'Peak Identification'!E980","v":8},{"$f":"VLOOKUP($D982,'DER Output'!$S$17:$X$41,6,FALSE)","v":0},{"$f":"IF($C982=\"S\",VLOOKUP($D982,'DER Output'!$S$18:$W$41,2,FALSE),VLOOKUP($D982,'DER Output'!$S$18:$W$41,3,FALSE))","v":2.4357194050013426E-2},{"$f":"IF($C982=\"S\",VLOOKUP($D982,'DER Output'!$S$18:$W$41,4,FALSE),VLOOKUP($D982,'DER Output'!$S$18:$W$41,5,FALSE))","v":2.4357194050013426E-2},{"$f":"IF($C982=\"S\",VLOOKUP($D982,'DER Output'!$S$18:$W$41,4,FALSE),VLOOKUP($D982,'DER Output'!$S$18:$W$41,5,FALSE))","v":2.4357194050013426E-2},{"$f":"IF($C982=\"S\",VLOOKUP($D982,'DER Output'!$S$18:$W$41,4,FALSE),VLOOKUP($D982,'DER Output'!$S$18:$W$41,5,FALSE))","v":2.4357194050013426E-2},{"$f":"IF($C982=\"S\",VLOOKUP($D982,'DER Output'!$S$18:$W$41,4,FALSE),VLOOKUP($D982,'DER Output'!$S$18:$W$41,5,FALSE))","v":2.4357194050013426E-2},{"$f":"IFERROR(IF(OR(C982=\"S\",C982=\"D\"),VLOOKUP(B982,'Seasonal Customer Count'!$B:$I,4,FALSE),IF(C982=\"W\",VLOOKUP(B982,'Seasonal Customer Count'!$B:$P,12,FALSE),\"Check\")),0)","v":72},{"$f":"IFERROR(IF(OR(C982=\"S\",C982=\"D\"),VLOOKUP(B982,'Seasonal Customer Count'!$B:$P,5,FALSE),IF(C982=\"W\",VLOOKUP(B982,'Seasonal Customer Count'!$B:$P,13,FALSE),\"Check\")),0)","v":23},{"$f":"IFERROR(IF(OR(C982=\"S\",C982=\"D\"),VLOOKUP(B982,'Seasonal Customer Count'!$B:$P,6,FALSE),IF(C982=\"W\",VLOOKUP(B982,'Seasonal Customer Count'!$B:$P,14,FALSE),\"Check\")),0)","v":0},{"$f":"IFERROR(IF(OR(C982=\"S\",C982=\"D\"),VLOOKUP(B982,'Seasonal Customer Count'!$B:$P,7,FALSE),IF(C982=\"W\",VLOOKUP(B982,'Seasonal Customer Count'!$B:$P,15,FALSE),\"Check\")),0)","v":9},{"$f":"IFERROR(IF(OR(C982=\"S\",C982=\"D\"),VLOOKUP(B982,'Seasonal Customer Count'!$B:$P,8,FALSE),IF(C982=\"W\",VLOOKUP(B982,'Seasonal Customer Count'!$B:$P,16,FALSE),\"Check\")),0)","v":0},{"$f":"Summary!$D$8*(K982*'Average Project Size'!$F$6+L982*'Average Project Size'!$F$7+M982*'Average Project Size'!$F$8+N982*'Average Project Size'!$F$10+O982*'Average Project Size'!$F$9)/1000","v":3.0968387091269655E-2},{"$f":"Summary!$D$8*(K982*F982*'Average Project Size'!$F$6+L982*G982*'Average Project Size'!$F$7+M982*H982*'Average Project Size'!$F$8+N982*I982*'Average Project Size'!$F$10+O982*J982*'Average Project Size'!$F$9)/1000","v":7.5430301379798576E-4}]
[null,{"$f":"'Peak Identification'!B981","v":"TMRK T-131"},{"$f":"'Peak Identification'!D981","v":"W"},{"$f":"'Peak Identification'!E981","v":9},{"$f":"VLOOKUP($D983,'DER Output'!$S$17:$X$41,6,FALSE)","v":0},{"$f":"IF($C983=\"S\",VLOOKUP($D983,'DER Output'!$S$18:$W$41,2,FALSE),VLOOKUP($D983,'DER Output'!$S$18:$W$41,3,FALSE))","v":9.9257193152337234E-2},{"$f":"IF($C983=\"S\",VLOOKUP($D983,'DER Output'!$S$18:$W$41,4,FALSE),VLOOKUP($D983,'DER Output'!$S$18:$W$41,5,FALSE))","v":9.9257193152337234E-2},{"$f":"IF($C983=\"S\",VLOOKUP($D983,'DER Output'!$S$18:$W$41,4,FALSE),VLOOKUP($D983,'DER Output'!$S$18:$W$41,5,FALSE))","v":9.9257193152337234E-2},{"$f":"IF($C983=\"S\",VLOOKUP($D983,'DER Output'!$S$18:$W$41,4,FALSE),VLOOKUP($D983,'DER Output'!$S$18:$W$41,5,FALSE))","v":9.9257193152337234E-2},{"$f":"IF($C983=\"S\",VLOOKUP($D983,'DER Output'!$S$18:$W$41,4,FALSE),VLOOKUP($D983,'DER Output'!$S$18:$W$41,5,FALSE))","v":9.9257193152337234E-2},{"$f":"IFERROR(IF(OR(C983=\"S\",C983=\"D\"),VLOOKUP(B983,'Seasonal Customer Count'!$B:$I,4,FALSE),IF(C983=\"W\",VLOOKUP(B983,'Seasonal Customer Count'!$B:$P,12,FALSE),\"Check\")),0)","v":42},{"$f":"IFERROR(IF(OR(C983=\"S\",C983=\"D\"),VLOOKUP(B983,'Seasonal Customer Count'!$B:$P,5,FALSE),IF(C983=\"W\",VLOOKUP(B983,'Seasonal Customer Count'!$B:$P,13,FALSE),\"Check\")),0)","v":11},{"$f":"IFERROR(IF(OR(C983=\"S\",C983=\"D\"),VLOOKUP(B983,'Seasonal Customer Count'!$B:$P,6,FALSE),IF(C983=\"W\",VLOOKUP(B983,'Seasonal Customer Count'!$B:$P,14,FALSE),\"Check\")),0)","v":0},{"$f":"IFERROR(IF(OR(C983=\"S\",C983=\"D\"),VLOOKUP(B983,'Seasonal Customer Count'!$B:$P,7,FALSE),IF(C983=\"W\",VLOOKUP(B983,'Seasonal Customer Count'!$B:$P,15,FALSE),\"Check\")),0)","v":7},{"$f":"IFERROR(IF(OR(C983=\"S\",C983=\"D\"),VLOOKUP(B983,'Seasonal Customer Count'!$B:$P,8,FALSE),IF(C983=\"W\",VLOOKUP(B983,'Seasonal Customer Count'!$B:$P,16,FALSE),\"Check\")),0)","v":0},{"$f":"Summary!$D$8*(K983*'Average Project Size'!$F$6+L983*'Average Project Size'!$F$7+M983*'Average Project Size'!$F$8+N983*'Average Project Size'!$F$10+O983*'Average Project Size'!$F$9)/1000","v":2.3024781981401378E-2},{"$f":"Summary!$D$8*(K983*F983*'Average Project Size'!$F$6+L983*G983*'Average Project Size'!$F$7+M983*H983*'Average Project Size'!$F$8+N983*I983*'Average Project Size'!$F$10+O983*J983*'Average Project Size'!$F$9)/1000","v":2.2853752324184106E-3}]
[null,{"$f":"'Peak Identification'!B982","v":"TNDY11"},{"$f":"'Peak Identification'!D982","v":"S"},{"$f":"'Peak Identification'!E982","v":19},{"$f":"VLOOKUP($D984,'DER Output'!$S$17:$X$41,6,FALSE)","v":0.11066797934994306},{"$f":"IF($C984=\"S\",VLOOKUP($D984,'DER Output'!$S$18:$W$41,2,FALSE),VLOOKUP($D984,'DER Output'!$S$18:$W$41,3,FALSE))","v":7.5840560103576066E-2},{"$f":"IF($C984=\"S\",VLOOKUP($D984,'DER Output'!$S$18:$W$41,4,FALSE),VLOOKUP($D984,'DER Output'!$S$18:$W$41,5,FALSE))","v":7.5840560103576066E-2},{"$f":"IF($C984=\"S\",VLOOKUP($D984,'DER Output'!$S$18:$W$41,4,FALSE),VLOOKUP($D984,'DER Output'!$S$18:$W$41,5,FALSE))","v":7.5840560103576066E-2},{"$f":"IF($C984=\"S\",VLOOKUP($D984,'DER Output'!$S$18:$W$41,4,FALSE),VLOOKUP($D984,'DER Output'!$S$18:$W$41,5,FALSE))","v":7.5840560103576066E-2},{"$f":"IF($C984=\"S\",VLOOKUP($D984,'DER Output'!$S$18:$W$41,4,FALSE),VLOOKUP($D984,'DER Output'!$S$18:$W$41,5,FALSE))","v":7.5840560103576066E-2},{"$f":"IFERROR(IF(OR(C984=\"S\",C984=\"D\"),VLOOKUP(B984,'Seasonal Customer Count'!$B:$I,4,FALSE),IF(C984=\"W\",VLOOKUP(B984,'Seasonal Customer Count'!$B:$P,12,FALSE),\"Check\")),0)","v":189},{"$f":"IFERROR(IF(OR(C984=\"S\",C984=\"D\"),VLOOKUP(B984,'Seasonal Customer Count'!$B:$P,5,FALSE),IF(C984=\"W\",VLOOKUP(B984,'Seasonal Customer Count'!$B:$P,13,FALSE),\"Check\")),0)","v":19},{"$f":"IFERROR(IF(OR(C984=\"S\",C984=\"D\"),VLOOKUP(B984,'Seasonal Customer Count'!$B:$P,6,FALSE),IF(C984=\"W\",VLOOKUP(B984,'Seasonal Customer Count'!$B:$P,14,FALSE),\"Check\")),0)","v":9},{"$f":"IFERROR(IF(OR(C984=\"S\",C984=\"D\"),VLOOKUP(B984,'Seasonal Customer Count'!$B:$P,7,FALSE),IF(C984=\"W\",VLOOKUP(B984,'Seasonal Customer Count'!$B:$P,15,FALSE),\"Check\")),0)","v":0},{"$f":"IFERROR(IF(OR(C984=\"S\",C984=\"D\"),VLOOKUP(B984,'Seasonal Customer Count'!$B:$P,8,FALSE),IF(C984=\"W\",VLOOKUP(B984,'Seasonal Customer Count'!$B:$P,16,FALSE),\"Check\")),0)","v":31},{"$f":"Summary!$D$8*(K984*'Average Project Size'!$F$6+L984*'Average Project Size'!$F$7+M984*'Average Project Size'!$F$8+N984*'Average Project Size'!$F$10+O984*'Average Project Size'!$F$9)/1000","v":3.0170581762752183E-2},{"$f":"Summary!$D$8*(K984*F984*'Average Project Size'!$F$6+L984*G984*'Average Project Size'!$F$7+M984*H984*'Average Project Size'!$F$8+N984*I984*'Average Project Size'!$F$10+O984*J984*'Average Project Size'!$F$9)/1000","v":2.2881538195378632E-3}]
[null,{"$f":"'Peak Identification'!B983","v":"TNDYR061"},{"$f":"'Peak Identification'!D983","v":"S"},{"$f":"'Peak Identification'!E983","v":18},{"$f":"VLOOKUP($D985,'DER Output'!$S$17:$X$41,6,FALSE)","v":0.16032398020038169},{"$f":"IF($C985=\"S\",VLOOKUP($D985,'DER Output'!$S$18:$W$41,2,FALSE),VLOOKUP($D985,'DER Output'!$S$18:$W$41,3,FALSE))","v":0.17224423800777711},{"$f":"IF($C985=\"S\",VLOOKUP($D985,'DER Output'!$S$18:$W$41,4,FALSE),VLOOKUP($D985,'DER Output'!$S$18:$W$41,5,FALSE))","v":0.17224423800777711},{"$f":"IF($C985=\"S\",VLOOKUP($D985,'DER Output'!$S$18:$W$41,4,FALSE),VLOOKUP($D985,'DER Output'!$S$18:$W$41,5,FALSE))","v":0.17224423800777711},{"$f":"IF($C985=\"S\",VLOOKUP($D985,'DER Output'!$S$18:$W$41,4,FALSE),VLOOKUP($D985,'DER Output'!$S$18:$W$41,5,FALSE))","v":0.17224423800777711},{"$f":"IF($C985=\"S\",VLOOKUP($D985,'DER Output'!$S$18:$W$41,4,FALSE),VLOOKUP($D985,'DER Output'!$S$18:$W$41,5,FALSE))","v":0.17224423800777711},{"$f":"IFERROR(IF(OR(C985=\"S\",C985=\"D\"),VLOOKUP(B985,'Seasonal Customer Count'!$B:$I,4,FALSE),IF(C985=\"W\",VLOOKUP(B985,'Seasonal Customer Count'!$B:$P,12,FALSE),\"Check\")),0)","v":0},{"$f":"IFERROR(IF(OR(C985=\"S\",C985=\"D\"),VLOOKUP(B985,'Seasonal Customer Count'!$B:$P,5,FALSE),IF(C985=\"W\",VLOOKUP(B985,'Seasonal Customer Count'!$B:$P,13,FALSE),\"Check\")),0)","v":0},{"$f":"IFERROR(IF(OR(C985=\"S\",C985=\"D\"),VLOOKUP(B985,'Seasonal Customer Count'!$B:$P,6,FALSE),IF(C985=\"W\",VLOOKUP(B985,'Seasonal Customer Count'!$B:$P,14,FALSE),\"Check\")),0)","v":0},{"$f":"IFERROR(IF(OR(C985=\"S\",C985=\"D\"),VLOOKUP(B985,'Seasonal Customer Count'!$B:$P,7,FALSE),IF(C985=\"W\",VLOOKUP(B985,'Seasonal Customer Count'!$B:$P,15,FALSE),\"Check\")),0)","v":0},{"$f":"IFERROR(IF(OR(C985=\"S\",C985=\"D\"),VLOOKUP(B985,'Seasonal Customer Count'!$B:$P,8,FALSE),IF(C985=\"W\",VLOOKUP(B985,'Seasonal Customer Count'!$B:$P,16,FALSE),\"Check\")),0)","v":0},{"$f":"Summary!$D$8*(K985*'Average Project Size'!$F$6+L985*'Average Project Size'!$F$7+M985*'Average Project Size'!$F$8+N985*'Average Project Size'!$F$10+O985*'Average Project Size'!$F$9)/1000","v":0},{"$f":"Summary!$D$8*(K985*F985*'Average Project Size'!$F$6+L985*G985*'Average Project Size'!$F$7+M985*H985*'Average Project Size'!$F$8+N985*I985*'Average Project Size'!$F$10+O985*J985*'Average Project Size'!$F$9)/1000","v":0}]
[null,{"$f":"'Peak Identification'!B984","v":"TNDY T-061"},{"$f":"'Peak Identification'!D984","v":"S"},{"$f":"'Peak Identification'!E984","v":19},{"$f":"VLOOKUP($D986,'DER Output'!$S$17:$X$41,6,FALSE)","v":0.11066797934994306},{"$f":"IF($C986=\"S\",VLOOKUP($D986,'DER Output'!$S$18:$W$41,2,FALSE),VLOOKUP($D986,'DER Output'!$S$18:$W$41,3,FALSE))","v":7.5840560103576066E-2},{"$f":"IF($C986=\"S\",VLOOKUP($D986,'DER Output'!$S$18:$W$41,4,FALSE),VLOOKUP($D986,'DER Output'!$S$18:$W$41,5,FALSE))","v":7.5840560103576066E-2},{"$f":"IF($C986=\"S\",VLOOKUP($D986,'DER Output'!$S$18:$W$41,4,FALSE),VLOOKUP($D986,'DER Output'!$S$18:$W$41,5,FALSE))","v":7.5840560103576066E-2},{"$f":"IF($C986=\"S\",VLOOKUP($D986,'DER Output'!$S$18:$W$41,4,FALSE),VLOOKUP($D986,'DER Output'!$S$18:$W$41,5,FALSE))","v":7.5840560103576066E-2},{"$f":"IF($C986=\"S\",VLOOKUP($D986,'DER Output'!$S$18:$W$41,4,FALSE),VLOOKUP($D986,'DER Output'!$S$18:$W$41,5,FALSE))","v":7.5840560103576066E-2},{"$f":"IFERROR(IF(OR(C986=\"S\",C986=\"D\"),VLOOKUP(B986,'Seasonal Customer Count'!$B:$I,4,FALSE),IF(C986=\"W\",VLOOKUP(B986,'Seasonal Customer Count'!$B:$P,12,FALSE),\"Check\")),0)","v":189},{"$f":"IFERROR(IF(OR(C986=\"S\",C986=\"D\"),VLOOKUP(B986,'Seasonal Customer Count'!$B:$P,5,FALSE),IF(C986=\"W\",VLOOKUP(B986,'Seasonal Customer Count'!$B:$P,13,FALSE),\"Check\")),0)","v":19},{"$f":"IFERROR(IF(OR(C986=\"S\",C986=\"D\"),VLOOKUP(B986,'Seasonal Customer Count'!$B:$P,6,FALSE),IF(C986=\"W\",VLOOKUP(B986,'Seasonal Customer Count'!$B:$P,14,FALSE),\"Check\")),0)","v":9},{"$f":"IFERROR(IF(OR(C986=\"S\",C986=\"D\"),VLOOKUP(B986,'Seasonal Customer Count'!$B:$P,7,FALSE),IF(C986=\"W\",VLOOKUP(B986,'Seasonal Customer Count'!$B:$P,15,FALSE),\"Check\")),0)","v":0},{"$f":"IFERROR(IF(OR(C986=\"S\",C986=\"D\"),VLOOKUP(B986,'Seasonal Customer Count'!$B:$P,8,FALSE),IF(C986=\"W\",VLOOKUP(B986,'Seasonal Customer Count'!$B:$P,16,FALSE),\"Check\")),0)","v":31},{"$f":"Summary!$D$8*(K986*'Average Project Size'!$F$6+L986*'Average Project Size'!$F$7+M986*'Average Project Size'!$F$8+N986*'Average Project Size'!$F$10+O986*'Average Project Size'!$F$9)/1000","v":3.0170581762752183E-2},{"$f":"Summary!$D$8*(K986*F986*'Average Project Size'!$F$6+L986*G986*'Average Project Size'!$F$7+M986*H986*'Average Project Size'!$F$8+N986*I986*'Average Project Size'!$F$10+O986*J986*'Average Project Size'!$F$9)/1000","v":2.2881538195378632E-3}]
[null,{"$f":"'Peak Identification'!B985","v":"TNML11"},{"$f":"'Peak Identification'!D985","v":"S"},{"$f":"'Peak Identification'!E985","v":16},{"$f":"VLOOKUP($D987,'DER Output'!$S$17:$X$41,6,FALSE)","v":0.22644022312513051},{"$f":"IF($C987=\"S\",VLOOKUP($D987,'DER Output'!$S$18:$W$41,2,FALSE),VLOOKUP($D987,'DER Output'!$S$18:$W$41,3,FALSE))","v":0.44781407722569133},{"$f":"IF($C987=\"S\",VLOOKUP($D987,'DER Output'!$S$18:$W$41,4,FALSE),VLOOKUP($D987,'DER Output'!$S$18:$W$41,5,FALSE))","v":0.44781407722569133},{"$f":"IF($C987=\"S\",VLOOKUP($D987,'DER Output'!$S$18:$W$41,4,FALSE),VLOOKUP($D987,'DER Output'!$S$18:$W$41,5,FALSE))","v":0.44781407722569133},{"$f":"IF($C987=\"S\",VLOOKUP($D987,'DER Output'!$S$18:$W$41,4,FALSE),VLOOKUP($D987,'DER Output'!$S$18:$W$41,5,FALSE))","v":0.44781407722569133},{"$f":"IF($C987=\"S\",VLOOKUP($D987,'DER Output'!$S$18:$W$41,4,FALSE),VLOOKUP($D987,'DER Output'!$S$18:$W$41,5,FALSE))","v":0.44781407722569133},{"$f":"IFERROR(IF(OR(C987=\"S\",C987=\"D\"),VLOOKUP(B987,'Seasonal Customer Count'!$B:$I,4,FALSE),IF(C987=\"W\",VLOOKUP(B987,'Seasonal Customer Count'!$B:$P,12,FALSE),\"Check\")),0)","v":1173},{"$f":"IFERROR(IF(OR(C987=\"S\",C987=\"D\"),VLOOKUP(B987,'Seasonal Customer Count'!$B:$P,5,FALSE),IF(C987=\"W\",VLOOKUP(B987,'Seasonal Customer Count'!$B:$P,13,FALSE),\"Check\")),0)","v":18},{"$f":"IFERROR(IF(OR(C987=\"S\",C987=\"D\"),VLOOKUP(B987,'Seasonal Customer Count'!$B:$P,6,FALSE),IF(C987=\"W\",VLOOKUP(B987,'Seasonal Customer Count'!$B:$P,14,FALSE),\"Check\")),0)","v":18},{"$f":"IFERROR(IF(OR(C987=\"S\",C987=\"D\"),VLOOKUP(B987,'Seasonal Customer Count'!$B:$P,7,FALSE),IF(C987=\"W\",VLOOKUP(B987,'Seasonal Customer Count'!$B:$P,15,FALSE),\"Check\")),0)","v":0},{"$f":"IFERROR(IF(OR(C987=\"S\",C987=\"D\"),VLOOKUP(B987,'Seasonal Customer Count'!$B:$P,8,FALSE),IF(C987=\"W\",VLOOKUP(B987,'Seasonal Customer Count'!$B:$P,16,FALSE),\"Check\")),0)","v":0},{"$f":"Summary!$D$8*(K987*'Average Project Size'!$F$6+L987*'Average Project Size'!$F$7+M987*'Average Project Size'!$F$8+N987*'Average Project Size'!$F$10+O987*'Average Project Size'!$F$9)/1000","v":5.1039606918800759E-2},{"$f":"Summary!$D$8*(K987*F987*'Average Project Size'!$F$6+L987*G987*'Average Project Size'!$F$7+M987*H987*'Average Project Size'!$F$8+N987*I987*'Average Project Size'!$F$10+O987*J987*'Average Project Size'!$F$9)/1000","v":2.2856254474304769E-2}]
[null,{"$f":"'Peak Identification'!B986","v":"TNML12"},{"$f":"'Peak Identification'!D986","v":"S"},{"$f":"'Peak Identification'!E986","v":18},{"$f":"VLOOKUP($D988,'DER Output'!$S$17:$X$41,6,FALSE)","v":0.16032398020038169},{"$f":"IF($C988=\"S\",VLOOKUP($D988,'DER Output'!$S$18:$W$41,2,FALSE),VLOOKUP($D988,'DER Output'!$S$18:$W$41,3,FALSE))","v":0.17224423800777711},{"$f":"IF($C988=\"S\",VLOOKUP($D988,'DER Output'!$S$18:$W$41,4,FALSE),VLOOKUP($D988,'DER Output'!$S$18:$W$41,5,FALSE))","v":0.17224423800777711},{"$f":"IF($C988=\"S\",VLOOKUP($D988,'DER Output'!$S$18:$W$41,4,FALSE),VLOOKUP($D988,'DER Output'!$S$18:$W$41,5,FALSE))","v":0.17224423800777711},{"$f":"IF($C988=\"S\",VLOOKUP($D988,'DER Output'!$S$18:$W$41,4,FALSE),VLOOKUP($D988,'DER Output'!$S$18:$W$41,5,FALSE))","v":0.17224423800777711},{"$f":"IF($C988=\"S\",VLOOKUP($D988,'DER Output'!$S$18:$W$41,4,FALSE),VLOOKUP($D988,'DER Output'!$S$18:$W$41,5,FALSE))","v":0.17224423800777711},{"$f":"IFERROR(IF(OR(C988=\"S\",C988=\"D\"),VLOOKUP(B988,'Seasonal Customer Count'!$B:$I,4,FALSE),IF(C988=\"W\",VLOOKUP(B988,'Seasonal Customer Count'!$B:$P,12,FALSE),\"Check\")),0)","v":779},{"$f":"IFERROR(IF(OR(C988=\"S\",C988=\"D\"),VLOOKUP(B988,'Seasonal Customer Count'!$B:$P,5,FALSE),IF(C988=\"W\",VLOOKUP(B988,'Seasonal Customer Count'!$B:$P,13,FALSE),\"Check\")),0)","v":5},{"$f":"IFERROR(IF(OR(C988=\"S\",C988=\"D\"),VLOOKUP(B988,'Seasonal Customer Count'!$B:$P,6,FALSE),IF(C988=\"W\",VLOOKUP(B988,'Seasonal Customer Count'!$B:$P,14,FALSE),\"Check\")),0)","v":7},{"$f":"IFERROR(IF(OR(C988=\"S\",C988=\"D\"),VLOOKUP(B988,'Seasonal Customer Count'!$B:$P,7,FALSE),IF(C988=\"W\",VLOOKUP(B988,'Seasonal Customer Count'!$B:$P,15,FALSE),\"Check\")),0)","v":0},{"$f":"IFERROR(IF(OR(C988=\"S\",C988=\"D\"),VLOOKUP(B988,'Seasonal Customer Count'!$B:$P,8,FALSE),IF(C988=\"W\",VLOOKUP(B988,'Seasonal Customer Count'!$B:$P,16,FALSE),\"Check\")),0)","v":0},{"$f":"Summary!$D$8*(K988*'Average Project Size'!$F$6+L988*'Average Project Size'!$F$7+M988*'Average Project Size'!$F$8+N988*'Average Project Size'!$F$10+O988*'Average Project Size'!$F$9)/1000","v":3.2533821619836437E-2},{"$f":"Summary!$D$8*(K988*F988*'Average Project Size'!$F$6+L988*G988*'Average Project Size'!$F$7+M988*H988*'Average Project Size'!$F$8+N988*I988*'Average Project Size'!$F$10+O988*J988*'Average Project Size'!$F$9)/1000","v":5.6037633143896743E-3}]
[null,{"$f":"'Peak Identification'!B987","v":"TNML13"},{"$f":"'Peak Identification'!D987","v":"S"},{"$f":"'Peak Identification'!E987","v":17},{"$f":"VLOOKUP($D989,'DER Output'!$S$17:$X$41,6,FALSE)","v":0.19174838710475617},{"$f":"IF($C989=\"S\",VLOOKUP($D989,'DER Output'!$S$18:$W$41,2,FALSE),VLOOKUP($D989,'DER Output'!$S$18:$W$41,3,FALSE))","v":0.30300399777640191},{"$f":"IF($C989=\"S\",VLOOKUP($D989,'DER Output'!$S$18:$W$41,4,FALSE),VLOOKUP($D989,'DER Output'!$S$18:$W$41,5,FALSE))","v":0.30300399777640191},{"$f":"IF($C989=\"S\",VLOOKUP($D989,'DER Output'!$S$18:$W$41,4,FALSE),VLOOKUP($D989,'DER Output'!$S$18:$W$41,5,FALSE))","v":0.30300399777640191},{"$f":"IF($C989=\"S\",VLOOKUP($D989,'DER Output'!$S$18:$W$41,4,FALSE),VLOOKUP($D989,'DER Output'!$S$18:$W$41,5,FALSE))","v":0.30300399777640191},{"$f":"IF($C989=\"S\",VLOOKUP($D989,'DER Output'!$S$18:$W$41,4,FALSE),VLOOKUP($D989,'DER Output'!$S$18:$W$41,5,FALSE))","v":0.30300399777640191},{"$f":"IFERROR(IF(OR(C989=\"S\",C989=\"D\"),VLOOKUP(B989,'Seasonal Customer Count'!$B:$I,4,FALSE),IF(C989=\"W\",VLOOKUP(B989,'Seasonal Customer Count'!$B:$P,12,FALSE),\"Check\")),0)","v":1091},{"$f":"IFERROR(IF(OR(C989=\"S\",C989=\"D\"),VLOOKUP(B989,'Seasonal Customer Count'!$B:$P,5,FALSE),IF(C989=\"W\",VLOOKUP(B989,'Seasonal Customer Count'!$B:$P,13,FALSE),\"Check\")),0)","v":32},{"$f":"IFERROR(IF(OR(C989=\"S\",C989=\"D\"),VLOOKUP(B989,'Seasonal Customer Count'!$B:$P,6,FALSE),IF(C989=\"W\",VLOOKUP(B989,'Seasonal Customer Count'!$B:$P,14,FALSE),\"Check\")),0)","v":28},{"$f":"IFERROR(IF(OR(C989=\"S\",C989=\"D\"),VLOOKUP(B989,'Seasonal Customer Count'!$B:$P,7,FALSE),IF(C989=\"W\",VLOOKUP(B989,'Seasonal Customer Count'!$B:$P,15,FALSE),\"Check\")),0)","v":3},{"$f":"IFERROR(IF(OR(C989=\"S\",C989=\"D\"),VLOOKUP(B989,'Seasonal Customer Count'!$B:$P,8,FALSE),IF(C989=\"W\",VLOOKUP(B989,'Seasonal Customer Count'!$B:$P,16,FALSE),\"Check\")),0)","v":0},{"$f":"Summary!$D$8*(K989*'Average Project Size'!$F$6+L989*'Average Project Size'!$F$7+M989*'Average Project Size'!$F$8+N989*'Average Project Size'!$F$10+O989*'Average Project Size'!$F$9)/1000","v":5.9333536525507873E-2},{"$f":"Summary!$D$8*(K989*F989*'Average Project Size'!$F$6+L989*G989*'Average Project Size'!$F$7+M989*H989*'Average Project Size'!$F$8+N989*I989*'Average Project Size'!$F$10+O989*J989*'Average Project Size'!$F$9)/1000","v":1.7978298769441053E-2}]
[null,{"$f":"'Peak Identification'!B988","v":"TNML14"},{"$f":"'Peak Identification'!D988","v":"S"},{"$f":"'Peak Identification'!E988","v":15},{"$f":"VLOOKUP($D990,'DER Output'!$S$17:$X$41,6,FALSE)","v":0.24675324675324678},{"$f":"IF($C990=\"S\",VLOOKUP($D990,'DER Output'!$S$18:$W$41,2,FALSE),VLOOKUP($D990,'DER Output'!$S$18:$W$41,3,FALSE))","v":0.57498529407079435},{"$f":"IF($C990=\"S\",VLOOKUP($D990,'DER Output'!$S$18:$W$41,4,FALSE),VLOOKUP($D990,'DER Output'!$S$18:$W$41,5,FALSE))","v":0.57498529407079435},{"$f":"IF($C990=\"S\",VLOOKUP($D990,'DER Output'!$S$18:$W$41,4,FALSE),VLOOKUP($D990,'DER Output'!$S$18:$W$41,5,FALSE))","v":0.57498529407079435},{"$f":"IF($C990=\"S\",VLOOKUP($D990,'DER Output'!$S$18:$W$41,4,FALSE),VLOOKUP($D990,'DER Output'!$S$18:$W$41,5,FALSE))","v":0.57498529407079435},{"$f":"IF($C990=\"S\",VLOOKUP($D990,'DER Output'!$S$18:$W$41,4,FALSE),VLOOKUP($D990,'DER Output'!$S$18:$W$41,5,FALSE))","v":0.57498529407079435},{"$f":"IFERROR(IF(OR(C990=\"S\",C990=\"D\"),VLOOKUP(B990,'Seasonal Customer Count'!$B:$I,4,FALSE),IF(C990=\"W\",VLOOKUP(B990,'Seasonal Customer Count'!$B:$P,12,FALSE),\"Check\")),0)","v":1036},{"$f":"IFERROR(IF(OR(C990=\"S\",C990=\"D\"),VLOOKUP(B990,'Seasonal Customer Count'!$B:$P,5,FALSE),IF(C990=\"W\",VLOOKUP(B990,'Seasonal Customer Count'!$B:$P,13,FALSE),\"Check\")),0)","v":16},{"$f":"IFERROR(IF(OR(C990=\"S\",C990=\"D\"),VLOOKUP(B990,'Seasonal Customer Count'!$B:$P,6,FALSE),IF(C990=\"W\",VLOOKUP(B990,'Seasonal Customer Count'!$B:$P,14,FALSE),\"Check\")),0)","v":24},{"$f":"IFERROR(IF(OR(C990=\"S\",C990=\"D\"),VLOOKUP(B990,'Seasonal Customer Count'!$B:$P,7,FALSE),IF(C990=\"W\",VLOOKUP(B990,'Seasonal Customer Count'!$B:$P,15,FALSE),\"Check\")),0)","v":1},{"$f":"IFERROR(IF(OR(C990=\"S\",C990=\"D\"),VLOOKUP(B990,'Seasonal Customer Count'!$B:$P,8,FALSE),IF(C990=\"W\",VLOOKUP(B990,'Seasonal Customer Count'!$B:$P,16,FALSE),\"Check\")),0)","v":9},{"$f":"Summary!$D$8*(K990*'Average Project Size'!$F$6+L990*'Average Project Size'!$F$7+M990*'Average Project Size'!$F$8+N990*'Average Project Size'!$F$10+O990*'Average Project Size'!$F$9)/1000","v":5.5139188621112341E-2},{"$f":"Summary!$D$8*(K990*F990*'Average Project Size'!$F$6+L990*G990*'Average Project Size'!$F$7+M990*H990*'Average Project Size'!$F$8+N990*I990*'Average Project Size'!$F$10+O990*J990*'Average Project Size'!$F$9)/1000","v":3.1704222584135279E-2}]
[null,{"$f":"'Peak Identification'!B989","v":"TNML15"},{"$f":"'Peak Identification'!D989","v":"S"},{"$f":"'Peak Identification'!E989","v":18},{"$f":"VLOOKUP($D991,'DER Output'!$S$17:$X$41,6,FALSE)","v":0.16032398020038169},{"$f":"IF($C991=\"S\",VLOOKUP($D991,'DER Output'!$S$18:$W$41,2,FALSE),VLOOKUP($D991,'DER Output'!$S$18:$W$41,3,FALSE))","v":0.17224423800777711},{"$f":"IF($C991=\"S\",VLOOKUP($D991,'DER Output'!$S$18:$W$41,4,FALSE),VLOOKUP($D991,'DER Output'!$S$18:$W$41,5,FALSE))","v":0.17224423800777711},{"$f":"IF($C991=\"S\",VLOOKUP($D991,'DER Output'!$S$18:$W$41,4,FALSE),VLOOKUP($D991,'DER Output'!$S$18:$W$41,5,FALSE))","v":0.17224423800777711},{"$f":"IF($C991=\"S\",VLOOKUP($D991,'DER Output'!$S$18:$W$41,4,FALSE),VLOOKUP($D991,'DER Output'!$S$18:$W$41,5,FALSE))","v":0.17224423800777711},{"$f":"IF($C991=\"S\",VLOOKUP($D991,'DER Output'!$S$18:$W$41,4,FALSE),VLOOKUP($D991,'DER Output'!$S$18:$W$41,5,FALSE))","v":0.17224423800777711},{"$f":"IFERROR(IF(OR(C991=\"S\",C991=\"D\"),VLOOKUP(B991,'Seasonal Customer Count'!$B:$I,4,FALSE),IF(C991=\"W\",VLOOKUP(B991,'Seasonal Customer Count'!$B:$P,12,FALSE),\"Check\")),0)","v":1571},{"$f":"IFERROR(IF(OR(C991=\"S\",C991=\"D\"),VLOOKUP(B991,'Seasonal Customer Count'!$B:$P,5,FALSE),IF(C991=\"W\",VLOOKUP(B991,'Seasonal Customer Count'!$B:$P,13,FALSE),\"Check\")),0)","v":25},{"$f":"IFERROR(IF(OR(C991=\"S\",C991=\"D\"),VLOOKUP(B991,'Seasonal Customer Count'!$B:$P,6,FALSE),IF(C991=\"W\",VLOOKUP(B991,'Seasonal Customer Count'!$B:$P,14,FALSE),\"Check\")),0)","v":20},{"$f":"IFERROR(IF(OR(C991=\"S\",C991=\"D\"),VLOOKUP(B991,'Seasonal Customer Count'!$B:$P,7,FALSE),IF(C991=\"W\",VLOOKUP(B991,'Seasonal Customer Count'!$B:$P,15,FALSE),\"Check\")),0)","v":0},{"$f":"IFERROR(IF(OR(C991=\"S\",C991=\"D\"),VLOOKUP(B991,'Seasonal Customer Count'!$B:$P,8,FALSE),IF(C991=\"W\",VLOOKUP(B991,'Seasonal Customer Count'!$B:$P,16,FALSE),\"Check\")),0)","v":0},{"$f":"Summary!$D$8*(K991*'Average Project Size'!$F$6+L991*'Average Project Size'!$F$7+M991*'Average Project Size'!$F$8+N991*'Average Project Size'!$F$10+O991*'Average Project Size'!$F$9)/1000","v":6.7716457117277487E-2},{"$f":"Summary!$D$8*(K991*F991*'Average Project Size'!$F$6+L991*G991*'Average Project Size'!$F$7+M991*H991*'Average Project Size'!$F$8+N991*I991*'Average Project Size'!$F$10+O991*J991*'Average Project Size'!$F$9)/1000","v":1.1663769556751776E-2}]
[null,{"$f":"'Peak Identification'!B990","v":"TNML17"},{"$f":"'Peak Identification'!D990","v":"S"},{"$f":"'Peak Identification'!E990","v":19},{"$f":"VLOOKUP($D992,'DER Output'!$S$17:$X$41,6,FALSE)","v":0.11066797934994306},{"$f":"IF($C992=\"S\",VLOOKUP($D992,'DER Output'!$S$18:$W$41,2,FALSE),VLOOKUP($D992,'DER Output'!$S$18:$W$41,3,FALSE))","v":7.5840560103576066E-2},{"$f":"IF($C992=\"S\",VLOOKUP($D992,'DER Output'!$S$18:$W$41,4,FALSE),VLOOKUP($D992,'DER Output'!$S$18:$W$41,5,FALSE))","v":7.5840560103576066E-2},{"$f":"IF($C992=\"S\",VLOOKUP($D992,'DER Output'!$S$18:$W$41,4,FALSE),VLOOKUP($D992,'DER Output'!$S$18:$W$41,5,FALSE))","v":7.5840560103576066E-2},{"$f":"IF($C992=\"S\",VLOOKUP($D992,'DER Output'!$S$18:$W$41,4,FALSE),VLOOKUP($D992,'DER Output'!$S$18:$W$41,5,FALSE))","v":7.5840560103576066E-2},{"$f":"IF($C992=\"S\",VLOOKUP($D992,'DER Output'!$S$18:$W$41,4,FALSE),VLOOKUP($D992,'DER Output'!$S$18:$W$41,5,FALSE))","v":7.5840560103576066E-2},{"$f":"IFERROR(IF(OR(C992=\"S\",C992=\"D\"),VLOOKUP(B992,'Seasonal Customer Count'!$B:$I,4,FALSE),IF(C992=\"W\",VLOOKUP(B992,'Seasonal Customer Count'!$B:$P,12,FALSE),\"Check\")),0)","v":1391},{"$f":"IFERROR(IF(OR(C992=\"S\",C992=\"D\"),VLOOKUP(B992,'Seasonal Customer Count'!$B:$P,5,FALSE),IF(C992=\"W\",VLOOKUP(B992,'Seasonal Customer Count'!$B:$P,13,FALSE),\"Check\")),0)","v":26},{"$f":"IFERROR(IF(OR(C992=\"S\",C992=\"D\"),VLOOKUP(B992,'Seasonal Customer Count'!$B:$P,6,FALSE),IF(C992=\"W\",VLOOKUP(B992,'Seasonal Customer Count'!$B:$P,14,FALSE),\"Check\")),0)","v":16},{"$f":"IFERROR(IF(OR(C992=\"S\",C992=\"D\"),VLOOKUP(B992,'Seasonal Customer Count'!$B:$P,7,FALSE),IF(C992=\"W\",VLOOKUP(B992,'Seasonal Customer Count'!$B:$P,15,FALSE),\"Check\")),0)","v":0},{"$f":"IFERROR(IF(OR(C992=\"S\",C992=\"D\"),VLOOKUP(B992,'Seasonal Customer Count'!$B:$P,8,FALSE),IF(C992=\"W\",VLOOKUP(B992,'Seasonal Customer Count'!$B:$P,16,FALSE),\"Check\")),0)","v":3},{"$f":"Summary!$D$8*(K992*'Average Project Size'!$F$6+L992*'Average Project Size'!$F$7+M992*'Average Project Size'!$F$8+N992*'Average Project Size'!$F$10+O992*'Average Project Size'!$F$9)/1000","v":6.185543143300825E-2},{"$f":"Summary!$D$8*(K992*F992*'Average Project Size'!$F$6+L992*G992*'Average Project Size'!$F$7+M992*H992*'Average Project Size'!$F$8+N992*I992*'Average Project Size'!$F$10+O992*J992*'Average Project Size'!$F$9)/1000","v":4.6911505653276907E-3}]
[null,{"$f":"'Peak Identification'!B991","v":"TNML18"},{"$f":"'Peak Identification'!D991","v":"S"},{"$f":"'Peak Identification'!E991","v":18},{"$f":"VLOOKUP($D993,'DER Output'!$S$17:$X$41,6,FALSE)","v":0.16032398020038169},{"$f":"IF($C993=\"S\",VLOOKUP($D993,'DER Output'!$S$18:$W$41,2,FALSE),VLOOKUP($D993,'DER Output'!$S$18:$W$41,3,FALSE))","v":0.17224423800777711},{"$f":"IF($C993=\"S\",VLOOKUP($D993,'DER Output'!$S$18:$W$41,4,FALSE),VLOOKUP($D993,'DER Output'!$S$18:$W$41,5,FALSE))","v":0.17224423800777711},{"$f":"IF($C993=\"S\",VLOOKUP($D993,'DER Output'!$S$18:$W$41,4,FALSE),VLOOKUP($D993,'DER Output'!$S$18:$W$41,5,FALSE))","v":0.17224423800777711},{"$f":"IF($C993=\"S\",VLOOKUP($D993,'DER Output'!$S$18:$W$41,4,FALSE),VLOOKUP($D993,'DER Output'!$S$18:$W$41,5,FALSE))","v":0.17224423800777711},{"$f":"IF($C993=\"S\",VLOOKUP($D993,'DER Output'!$S$18:$W$41,4,FALSE),VLOOKUP($D993,'DER Output'!$S$18:$W$41,5,FALSE))","v":0.17224423800777711},{"$f":"IFERROR(IF(OR(C993=\"S\",C993=\"D\"),VLOOKUP(B993,'Seasonal Customer Count'!$B:$I,4,FALSE),IF(C993=\"W\",VLOOKUP(B993,'Seasonal Customer Count'!$B:$P,12,FALSE),\"Check\")),0)","v":946},{"$f":"IFERROR(IF(OR(C993=\"S\",C993=\"D\"),VLOOKUP(B993,'Seasonal Customer Count'!$B:$P,5,FALSE),IF(C993=\"W\",VLOOKUP(B993,'Seasonal Customer Count'!$B:$P,13,FALSE),\"Check\")),0)","v":20},{"$f":"IFERROR(IF(OR(C993=\"S\",C993=\"D\"),VLOOKUP(B993,'Seasonal Customer Count'!$B:$P,6,FALSE),IF(C993=\"W\",VLOOKUP(B993,'Seasonal Customer Count'!$B:$P,14,FALSE),\"Check\")),0)","v":39},{"$f":"IFERROR(IF(OR(C993=\"S\",C993=\"D\"),VLOOKUP(B993,'Seasonal Customer Count'!$B:$P,7,FALSE),IF(C993=\"W\",VLOOKUP(B993,'Seasonal Customer Count'!$B:$P,15,FALSE),\"Check\")),0)","v":0},{"$f":"IFERROR(IF(OR(C993=\"S\",C993=\"D\"),VLOOKUP(B993,'Seasonal Customer Count'!$B:$P,8,FALSE),IF(C993=\"W\",VLOOKUP(B993,'Seasonal Customer Count'!$B:$P,16,FALSE),\"Check\")),0)","v":1},{"$f":"Summary!$D$8*(K993*'Average Project Size'!$F$6+L993*'Average Project Size'!$F$7+M993*'Average Project Size'!$F$8+N993*'Average Project Size'!$F$10+O993*'Average Project Size'!$F$9)/1000","v":4.6411309592725034E-2},{"$f":"Summary!$D$8*(K993*F993*'Average Project Size'!$F$6+L993*G993*'Average Project Size'!$F$7+M993*H993*'Average Project Size'!$F$8+N993*I993*'Average Project Size'!$F$10+O993*J993*'Average Project Size'!$F$9)/1000","v":7.9940806557419596E-3}]
[null,{"$f":"'Peak Identification'!B992","v":"TNML T-131"},{"$f":"'Peak Identification'!D992","v":"S"},{"$f":"'Peak Identification'!E992","v":16},{"$f":"VLOOKUP($D994,'DER Output'!$S$17:$X$41,6,FALSE)","v":0.22644022312513051},{"$f":"IF($C994=\"S\",VLOOKUP($D994,'DER Output'!$S$18:$W$41,2,FALSE),VLOOKUP($D994,'DER Output'!$S$18:$W$41,3,FALSE))","v":0.44781407722569133},{"$f":"IF($C994=\"S\",VLOOKUP($D994,'DER Output'!$S$18:$W$41,4,FALSE),VLOOKUP($D994,'DER Output'!$S$18:$W$41,5,FALSE))","v":0.44781407722569133},{"$f":"IF($C994=\"S\",VLOOKUP($D994,'DER Output'!$S$18:$W$41,4,FALSE),VLOOKUP($D994,'DER Output'!$S$18:$W$41,5,FALSE))","v":0.44781407722569133},{"$f":"IF($C994=\"S\",VLOOKUP($D994,'DER Output'!$S$18:$W$41,4,FALSE),VLOOKUP($D994,'DER Output'!$S$18:$W$41,5,FALSE))","v":0.44781407722569133},{"$f":"IF($C994=\"S\",VLOOKUP($D994,'DER Output'!$S$18:$W$41,4,FALSE),VLOOKUP($D994,'DER Output'!$S$18:$W$41,5,FALSE))","v":0.44781407722569133},{"$f":"IFERROR(IF(OR(C994=\"S\",C994=\"D\"),VLOOKUP(B994,'Seasonal Customer Count'!$B:$I,4,FALSE),IF(C994=\"W\",VLOOKUP(B994,'Seasonal Customer Count'!$B:$P,12,FALSE),\"Check\")),0)","v":4079},{"$f":"IFERROR(IF(OR(C994=\"S\",C994=\"D\"),VLOOKUP(B994,'Seasonal Customer Count'!$B:$P,5,FALSE),IF(C994=\"W\",VLOOKUP(B994,'Seasonal Customer Count'!$B:$P,13,FALSE),\"Check\")),0)","v":71},{"$f":"IFERROR(IF(OR(C994=\"S\",C994=\"D\"),VLOOKUP(B994,'Seasonal Customer Count'!$B:$P,6,FALSE),IF(C994=\"W\",VLOOKUP(B994,'Seasonal Customer Count'!$B:$P,14,FALSE),\"Check\")),0)","v":77},{"$f":"IFERROR(IF(OR(C994=\"S\",C994=\"D\"),VLOOKUP(B994,'Seasonal Customer Count'!$B:$P,7,FALSE),IF(C994=\"W\",VLOOKUP(B994,'Seasonal Customer Count'!$B:$P,15,FALSE),\"Check\")),0)","v":4},{"$f":"IFERROR(IF(OR(C994=\"S\",C994=\"D\"),VLOOKUP(B994,'Seasonal Customer Count'!$B:$P,8,FALSE),IF(C994=\"W\",VLOOKUP(B994,'Seasonal Customer Count'!$B:$P,16,FALSE),\"Check\")),0)","v":9},{"$f":"Summary!$D$8*(K994*'Average Project Size'!$F$6+L994*'Average Project Size'!$F$7+M994*'Average Project Size'!$F$8+N994*'Average Project Size'!$F$10+O994*'Average Project Size'!$F$9)/1000","v":0.19804615368525741},{"$f":"Summary!$D$8*(K994*F994*'Average Project Size'!$F$6+L994*G994*'Average Project Size'!$F$7+M994*H994*'Average Project Size'!$F$8+N994*I994*'Average Project Size'!$F$10+O994*J994*'Average Project Size'!$F$9)/1000","v":8.8687855560660986E-2}]
[null,{"$f":"'Peak Identification'!B993","v":"TNML T-132"},{"$f":"'Peak Identification'!D993","v":"S"},{"$f":"'Peak Identification'!E993","v":18},{"$f":"VLOOKUP($D995,'DER Output'!$S$17:$X$41,6,FALSE)","v":0.16032398020038169},{"$f":"IF($C995=\"S\",VLOOKUP($D995,'DER Output'!$S$18:$W$41,2,FALSE),VLOOKUP($D995,'DER Output'!$S$18:$W$41,3,FALSE))","v":0.17224423800777711},{"$f":"IF($C995=\"S\",VLOOKUP($D995,'DER Output'!$S$18:$W$41,4,FALSE),VLOOKUP($D995,'DER Output'!$S$18:$W$41,5,FALSE))","v":0.17224423800777711},{"$f":"IF($C995=\"S\",VLOOKUP($D995,'DER Output'!$S$18:$W$41,4,FALSE),VLOOKUP($D995,'DER Output'!$S$18:$W$41,5,FALSE))","v":0.17224423800777711},{"$f":"IF($C995=\"S\",VLOOKUP($D995,'DER Output'!$S$18:$W$41,4,FALSE),VLOOKUP($D995,'DER Output'!$S$18:$W$41,5,FALSE))","v":0.17224423800777711},{"$f":"IF($C995=\"S\",VLOOKUP($D995,'DER Output'!$S$18:$W$41,4,FALSE),VLOOKUP($D995,'DER Output'!$S$18:$W$41,5,FALSE))","v":0.17224423800777711},{"$f":"IFERROR(IF(OR(C995=\"S\",C995=\"D\"),VLOOKUP(B995,'Seasonal Customer Count'!$B:$I,4,FALSE),IF(C995=\"W\",VLOOKUP(B995,'Seasonal Customer Count'!$B:$P,12,FALSE),\"Check\")),0)","v":3908},{"$f":"IFERROR(IF(OR(C995=\"S\",C995=\"D\"),VLOOKUP(B995,'Seasonal Customer Count'!$B:$P,5,FALSE),IF(C995=\"W\",VLOOKUP(B995,'Seasonal Customer Count'!$B:$P,13,FALSE),\"Check\")),0)","v":71},{"$f":"IFERROR(IF(OR(C995=\"S\",C995=\"D\"),VLOOKUP(B995,'Seasonal Customer Count'!$B:$P,6,FALSE),IF(C995=\"W\",VLOOKUP(B995,'Seasonal Customer Count'!$B:$P,14,FALSE),\"Check\")),0)","v":75},{"$f":"IFERROR(IF(OR(C995=\"S\",C995=\"D\"),VLOOKUP(B995,'Seasonal Customer Count'!$B:$P,7,FALSE),IF(C995=\"W\",VLOOKUP(B995,'Seasonal Customer Count'!$B:$P,15,FALSE),\"Check\")),0)","v":0},{"$f":"IFERROR(IF(OR(C995=\"S\",C995=\"D\"),VLOOKUP(B995,'Seasonal Customer Count'!$B:$P,8,FALSE),IF(C995=\"W\",VLOOKUP(B995,'Seasonal Customer Count'!$B:$P,16,FALSE),\"Check\")),0)","v":4},{"$f":"Summary!$D$8*(K995*'Average Project Size'!$F$6+L995*'Average Project Size'!$F$7+M995*'Average Project Size'!$F$8+N995*'Average Project Size'!$F$10+O995*'Average Project Size'!$F$9)/1000","v":0.17598319814301075},{"$f":"Summary!$D$8*(K995*F995*'Average Project Size'!$F$6+L995*G995*'Average Project Size'!$F$7+M995*H995*'Average Project Size'!$F$8+N995*I995*'Average Project Size'!$F$10+O995*J995*'Average Project Size'!$F$9)/1000","v":3.0312091866314547E-2}]
[null,{"$f":"'Peak Identification'!B994","v":"TOPN41"},{"$f":"'Peak Identification'!D994","v":"S"},{"$f":"'Peak Identification'!E994","v":21},{"$f":"VLOOKUP($D996,'DER Output'!$S$17:$X$41,6,FALSE)","v":0},{"$f":"IF($C996=\"S\",VLOOKUP($D996,'DER Output'!$S$18:$W$41,2,FALSE),VLOOKUP($D996,'DER Output'!$S$18:$W$41,3,FALSE))","v":9.5068228432060471E-4},{"$f":"IF($C996=\"S\",VLOOKUP($D996,'DER Output'!$S$18:$W$41,4,FALSE),VLOOKUP($D996,'DER Output'!$S$18:$W$41,5,FALSE))","v":9.5068228432060471E-4},{"$f":"IF($C996=\"S\",VLOOKUP($D996,'DER Output'!$S$18:$W$41,4,FALSE),VLOOKUP($D996,'DER Output'!$S$18:$W$41,5,FALSE))","v":9.5068228432060471E-4},{"$f":"IF($C996=\"S\",VLOOKUP($D996,'DER Output'!$S$18:$W$41,4,FALSE),VLOOKUP($D996,'DER Output'!$S$18:$W$41,5,FALSE))","v":9.5068228432060471E-4},{"$f":"IF($C996=\"S\",VLOOKUP($D996,'DER Output'!$S$18:$W$41,4,FALSE),VLOOKUP($D996,'DER Output'!$S$18:$W$41,5,FALSE))","v":9.5068228432060471E-4},{"$f":"IFERROR(IF(OR(C996=\"S\",C996=\"D\"),VLOOKUP(B996,'Seasonal Customer Count'!$B:$I,4,FALSE),IF(C996=\"W\",VLOOKUP(B996,'Seasonal Customer Count'!$B:$P,12,FALSE),\"Check\")),0)","v":534},{"$f":"IFERROR(IF(OR(C996=\"S\",C996=\"D\"),VLOOKUP(B996,'Seasonal Customer Count'!$B:$P,5,FALSE),IF(C996=\"W\",VLOOKUP(B996,'Seasonal Customer Count'!$B:$P,13,FALSE),\"Check\")),0)","v":61},{"$f":"IFERROR(IF(OR(C996=\"S\",C996=\"D\"),VLOOKUP(B996,'Seasonal Customer Count'!$B:$P,6,FALSE),IF(C996=\"W\",VLOOKUP(B996,'Seasonal Customer Count'!$B:$P,14,FALSE),\"Check\")),0)","v":45},{"$f":"IFERROR(IF(OR(C996=\"S\",C996=\"D\"),VLOOKUP(B996,'Seasonal Customer Count'!$B:$P,7,FALSE),IF(C996=\"W\",VLOOKUP(B996,'Seasonal Customer Count'!$B:$P,15,FALSE),\"Check\")),0)","v":0},{"$f":"IFERROR(IF(OR(C996=\"S\",C996=\"D\"),VLOOKUP(B996,'Seasonal Customer Count'!$B:$P,8,FALSE),IF(C996=\"W\",VLOOKUP(B996,'Seasonal Customer Count'!$B:$P,16,FALSE),\"Check\")),0)","v":286},{"$f":"Summary!$D$8*(K996*'Average Project Size'!$F$6+L996*'Average Project Size'!$F$7+M996*'Average Project Size'!$F$8+N996*'Average Project Size'!$F$10+O996*'Average Project Size'!$F$9)/1000","v":0.21534272141313837},{"$f":"Summary!$D$8*(K996*F996*'Average Project Size'!$F$6+L996*G996*'Average Project Size'!$F$7+M996*H996*'Average Project Size'!$F$8+N996*I996*'Average Project Size'!$F$10+O996*J996*'Average Project Size'!$F$9)/1000","v":2.0472251030485795E-4}]
[null,{"$f":"'Peak Identification'!B995","v":"TOPN42"},{"$f":"'Peak Identification'!D995","v":"S"},{"$f":"'Peak Identification'!E995","v":14},{"$f":"VLOOKUP($D997,'DER Output'!$S$17:$X$41,6,FALSE)","v":0.26694349499860076},{"$f":"IF($C997=\"S\",VLOOKUP($D997,'DER Output'!$S$18:$W$41,2,FALSE),VLOOKUP($D997,'DER Output'!$S$18:$W$41,3,FALSE))","v":0.65426593965075153},{"$f":"IF($C997=\"S\",VLOOKUP($D997,'DER Output'!$S$18:$W$41,4,FALSE),VLOOKUP($D997,'DER Output'!$S$18:$W$41,5,FALSE))","v":0.65426593965075153},{"$f":"IF($C997=\"S\",VLOOKUP($D997,'DER Output'!$S$18:$W$41,4,FALSE),VLOOKUP($D997,'DER Output'!$S$18:$W$41,5,FALSE))","v":0.65426593965075153},{"$f":"IF($C997=\"S\",VLOOKUP($D997,'DER Output'!$S$18:$W$41,4,FALSE),VLOOKUP($D997,'DER Output'!$S$18:$W$41,5,FALSE))","v":0.65426593965075153},{"$f":"IF($C997=\"S\",VLOOKUP($D997,'DER Output'!$S$18:$W$41,4,FALSE),VLOOKUP($D997,'DER Output'!$S$18:$W$41,5,FALSE))","v":0.65426593965075153},{"$f":"IFERROR(IF(OR(C997=\"S\",C997=\"D\"),VLOOKUP(B997,'Seasonal Customer Count'!$B:$I,4,FALSE),IF(C997=\"W\",VLOOKUP(B997,'Seasonal Customer Count'!$B:$P,12,FALSE),\"Check\")),0)","v":206},{"$f":"IFERROR(IF(OR(C997=\"S\",C997=\"D\"),VLOOKUP(B997,'Seasonal Customer Count'!$B:$P,5,FALSE),IF(C997=\"W\",VLOOKUP(B997,'Seasonal Customer Count'!$B:$P,13,FALSE),\"Check\")),0)","v":28},{"$f":"IFERROR(IF(OR(C997=\"S\",C997=\"D\"),VLOOKUP(B997,'Seasonal Customer Count'!$B:$P,6,FALSE),IF(C997=\"W\",VLOOKUP(B997,'Seasonal Customer Count'!$B:$P,14,FALSE),\"Check\")),0)","v":58},{"$f":"IFERROR(IF(OR(C997=\"S\",C997=\"D\"),VLOOKUP(B997,'Seasonal Customer Count'!$B:$P,7,FALSE),IF(C997=\"W\",VLOOKUP(B997,'Seasonal Customer Count'!$B:$P,15,FALSE),\"Check\")),0)","v":1},{"$f":"IFERROR(IF(OR(C997=\"S\",C997=\"D\"),VLOOKUP(B997,'Seasonal Customer Count'!$B:$P,8,FALSE),IF(C997=\"W\",VLOOKUP(B997,'Seasonal Customer Count'!$B:$P,16,FALSE),\"Check\")),0)","v":175},{"$f":"Summary!$D$8*(K997*'Average Project Size'!$F$6+L997*'Average Project Size'!$F$7+M997*'Average Project Size'!$F$8+N997*'Average Project Size'!$F$10+O997*'Average Project Size'!$F$9)/1000","v":0.13445722104349986},{"$f":"Summary!$D$8*(K997*F997*'Average Project Size'!$F$6+L997*G997*'Average Project Size'!$F$7+M997*H997*'Average Project Size'!$F$8+N997*I997*'Average Project Size'!$F$10+O997*J997*'Average Project Size'!$F$9)/1000","v":8.7970780068854226E-2}]
[null,{"$f":"'Peak Identification'!B996","v":"TOPN T-131"},{"$f":"'Peak Identification'!D996","v":"S"},{"$f":"'Peak Identification'!E996","v":20},{"$f":"VLOOKUP($D998,'DER Output'!$S$17:$X$41,6,FALSE)","v":2.7072953014838841E-3},{"$f":"IF($C998=\"S\",VLOOKUP($D998,'DER Output'!$S$18:$W$41,2,FALSE),VLOOKUP($D998,'DER Output'!$S$18:$W$41,3,FALSE))","v":2.0294966704587497E-2},{"$f":"IF($C998=\"S\",VLOOKUP($D998,'DER Output'!$S$18:$W$41,4,FALSE),VLOOKUP($D998,'DER Output'!$S$18:$W$41,5,FALSE))","v":2.0294966704587497E-2},{"$f":"IF($C998=\"S\",VLOOKUP($D998,'DER Output'!$S$18:$W$41,4,FALSE),VLOOKUP($D998,'DER Output'!$S$18:$W$41,5,FALSE))","v":2.0294966704587497E-2},{"$f":"IF($C998=\"S\",VLOOKUP($D998,'DER Output'!$S$18:$W$41,4,FALSE),VLOOKUP($D998,'DER Output'!$S$18:$W$41,5,FALSE))","v":2.0294966704587497E-2},{"$f":"IF($C998=\"S\",VLOOKUP($D998,'DER Output'!$S$18:$W$41,4,FALSE),VLOOKUP($D998,'DER Output'!$S$18:$W$41,5,FALSE))","v":2.0294966704587497E-2},{"$f":"IFERROR(IF(OR(C998=\"S\",C998=\"D\"),VLOOKUP(B998,'Seasonal Customer Count'!$B:$I,4,FALSE),IF(C998=\"W\",VLOOKUP(B998,'Seasonal Customer Count'!$B:$P,12,FALSE),\"Check\")),0)","v":740},{"$f":"IFERROR(IF(OR(C998=\"S\",C998=\"D\"),VLOOKUP(B998,'Seasonal Customer Count'!$B:$P,5,FALSE),IF(C998=\"W\",VLOOKUP(B998,'Seasonal Customer Count'!$B:$P,13,FALSE),\"Check\")),0)","v":89},{"$f":"IFERROR(IF(OR(C998=\"S\",C998=\"D\"),VLOOKUP(B998,'Seasonal Customer Count'!$B:$P,6,FALSE),IF(C998=\"W\",VLOOKUP(B998,'Seasonal Customer Count'!$B:$P,14,FALSE),\"Check\")),0)","v":103},{"$f":"IFERROR(IF(OR(C998=\"S\",C998=\"D\"),VLOOKUP(B998,'Seasonal Customer Count'!$B:$P,7,FALSE),IF(C998=\"W\",VLOOKUP(B998,'Seasonal Customer Count'!$B:$P,15,FALSE),\"Check\")),0)","v":1},{"$f":"IFERROR(IF(OR(C998=\"S\",C998=\"D\"),VLOOKUP(B998,'Seasonal Customer Count'!$B:$P,8,FALSE),IF(C998=\"W\",VLOOKUP(B998,'Seasonal Customer Count'!$B:$P,16,FALSE),\"Check\")),0)","v":461},{"$f":"Summary!$D$8*(K998*'Average Project Size'!$F$6+L998*'Average Project Size'!$F$7+M998*'Average Project Size'!$F$8+N998*'Average Project Size'!$F$10+O998*'Average Project Size'!$F$9)/1000","v":0.3497999424566382},{"$f":"Summary!$D$8*(K998*F998*'Average Project Size'!$F$6+L998*G998*'Average Project Size'!$F$7+M998*H998*'Average Project Size'!$F$8+N998*I998*'Average Project Size'!$F$10+O998*J998*'Average Project Size'!$F$9)/1000","v":7.0991781854240947E-3}]
[null,{"$f":"'Peak Identification'!B997","v":"Transformer1"},{"$f":"'Peak Identification'!D997","v":"S"},{"$f":"'Peak Identification'!E997","v":0},{"$f":"VLOOKUP($D999,'DER Output'!$S$17:$X$41,6,FALSE)","v":0},{"$f":"IF($C999=\"S\",VLOOKUP($D999,'DER Output'!$S$18:$W$41,2,FALSE),VLOOKUP($D999,'DER Output'!$S$18:$W$41,3,FALSE))","v":5.9141103405834004E-4},{"$f":"IF($C999=\"S\",VLOOKUP($D999,'DER Output'!$S$18:$W$41,4,FALSE),VLOOKUP($D999,'DER Output'!$S$18:$W$41,5,FALSE))","v":5.9141103405834004E-4},{"$f":"IF($C999=\"S\",VLOOKUP($D999,'DER Output'!$S$18:$W$41,4,FALSE),VLOOKUP($D999,'DER Output'!$S$18:$W$41,5,FALSE))","v":5.9141103405834004E-4},{"$f":"IF($C999=\"S\",VLOOKUP($D999,'DER Output'!$S$18:$W$41,4,FALSE),VLOOKUP($D999,'DER Output'!$S$18:$W$41,5,FALSE))","v":5.9141103405834004E-4},{"$f":"IF($C999=\"S\",VLOOKUP($D999,'DER Output'!$S$18:$W$41,4,FALSE),VLOOKUP($D999,'DER Output'!$S$18:$W$41,5,FALSE))","v":5.9141103405834004E-4},{"$f":"IFERROR(IF(OR(C999=\"S\",C999=\"D\"),VLOOKUP(B999,'Seasonal Customer Count'!$B:$I,4,FALSE),IF(C999=\"W\",VLOOKUP(B999,'Seasonal Customer Count'!$B:$P,12,FALSE),\"Check\")),0)","v":0},{"$f":"IFERROR(IF(OR(C999=\"S\",C999=\"D\"),VLOOKUP(B999,'Seasonal Customer Count'!$B:$P,5,FALSE),IF(C999=\"W\",VLOOKUP(B999,'Seasonal Customer Count'!$B:$P,13,FALSE),\"Check\")),0)","v":0},{"$f":"IFERROR(IF(OR(C999=\"S\",C999=\"D\"),VLOOKUP(B999,'Seasonal Customer Count'!$B:$P,6,FALSE),IF(C999=\"W\",VLOOKUP(B999,'Seasonal Customer Count'!$B:$P,14,FALSE),\"Check\")),0)","v":0},{"$f":"IFERROR(IF(OR(C999=\"S\",C999=\"D\"),VLOOKUP(B999,'Seasonal Customer Count'!$B:$P,7,FALSE),IF(C999=\"W\",VLOOKUP(B999,'Seasonal Customer Count'!$B:$P,15,FALSE),\"Check\")),0)","v":0},{"$f":"IFERROR(IF(OR(C999=\"S\",C999=\"D\"),VLOOKUP(B999,'Seasonal Customer Count'!$B:$P,8,FALSE),IF(C999=\"W\",VLOOKUP(B999,'Seasonal Customer Count'!$B:$P,16,FALSE),\"Check\")),0)","v":0},{"$f":"Summary!$D$8*(K999*'Average Project Size'!$F$6+L999*'Average Project Size'!$F$7+M999*'Average Project Size'!$F$8+N999*'Average Project Size'!$F$10+O999*'Average Project Size'!$F$9)/1000","v":0},{"$f":"Summary!$D$8*(K999*F999*'Average Project Size'!$F$6+L999*G999*'Average Project Size'!$F$7+M999*H999*'Average Project Size'!$F$8+N999*I999*'Average Project Size'!$F$10+O999*J999*'Average Project Size'!$F$9)/1000","v":0}]
[null,{"$f":"'Peak Identification'!B998","v":"TYHE11"},{"$f":"'Peak Identification'!D998","v":"S"},{"$f":"'Peak Identification'!E998","v":18},{"$f":"VLOOKUP($D1000,'DER Output'!$S$17:$X$41,6,FALSE)","v":0.16032398020038169},{"$f":"IF($C1000=\"S\",VLOOKUP($D1000,'DER Output'!$S$18:$W$41,2,FALSE),VLOOKUP($D1000,'DER Output'!$S$18:$W$41,3,FALSE))","v":0.17224423800777711},{"$f":"IF($C1000=\"S\",VLOOKUP($D1000,'DER Output'!$S$18:$W$41,4,FALSE),VLOOKUP($D1000,'DER Output'!$S$18:$W$41,5,FALSE))","v":0.17224423800777711},{"$f":"IF($C1000=\"S\",VLOOKUP($D1000,'DER Output'!$S$18:$W$41,4,FALSE),VLOOKUP($D1000,'DER Output'!$S$18:$W$41,5,FALSE))","v":0.17224423800777711},{"$f":"IF($C1000=\"S\",VLOOKUP($D1000,'DER Output'!$S$18:$W$41,4,FALSE),VLOOKUP($D1000,'DER Output'!$S$18:$W$41,5,FALSE))","v":0.17224423800777711},{"$f":"IF($C1000=\"S\",VLOOKUP($D1000,'DER Output'!$S$18:$W$41,4,FALSE),VLOOKUP($D1000,'DER Output'!$S$18:$W$41,5,FALSE))","v":0.17224423800777711},{"$f":"IFERROR(IF(OR(C1000=\"S\",C1000=\"D\"),VLOOKUP(B1000,'Seasonal Customer Count'!$B:$I,4,FALSE),IF(C1000=\"W\",VLOOKUP(B1000,'Seasonal Customer Count'!$B:$P,12,FALSE),\"Check\")),0)","v":409},{"$f":"IFERROR(IF(OR(C1000=\"S\",C1000=\"D\"),VLOOKUP(B1000,'Seasonal Customer Count'!$B:$P,5,FALSE),IF(C1000=\"W\",VLOOKUP(B1000,'Seasonal Customer Count'!$B:$P,13,FALSE),\"Check\")),0)","v":16},{"$f":"IFERROR(IF(OR(C1000=\"S\",C1000=\"D\"),VLOOKUP(B1000,'Seasonal Customer Count'!$B:$P,6,FALSE),IF(C1000=\"W\",VLOOKUP(B1000,'Seasonal Customer Count'!$B:$P,14,FALSE),\"Check\")),0)","v":13},{"$f":"IFERROR(IF(OR(C1000=\"S\",C1000=\"D\"),VLOOKUP(B1000,'Seasonal Customer Count'!$B:$P,7,FALSE),IF(C1000=\"W\",VLOOKUP(B1000,'Seasonal Customer Count'!$B:$P,15,FALSE),\"Check\")),0)","v":0},{"$f":"IFERROR(IF(OR(C1000=\"S\",C1000=\"D\"),VLOOKUP(B1000,'Seasonal Customer Count'!$B:$P,8,FALSE),IF(C1000=\"W\",VLOOKUP(B1000,'Seasonal Customer Count'!$B:$P,16,FALSE),\"Check\")),0)","v":64},{"$f":"Summary!$D$8*(K1000*'Average Project Size'!$F$6+L1000*'Average Project Size'!$F$7+M1000*'Average Project Size'!$F$8+N1000*'Average Project Size'!$F$10+O1000*'Average Project Size'!$F$9)/1000","v":6.0371847046744836E-2},{"$f":"Summary!$D$8*(K1000*F1000*'Average Project Size'!$F$6+L1000*G1000*'Average Project Size'!$F$7+M1000*H1000*'Average Project Size'!$F$8+N1000*I1000*'Average Project Size'!$F$10+O1000*J1000*'Average Project Size'!$F$9)/1000","v":1.0398702791688632E-2}]
[null,{"$f":"'Peak Identification'!B999","v":"TYHE12"},{"$f":"'Peak Identification'!D999","v":"S"},{"$f":"'Peak Identification'!E999","v":18},{"$f":"VLOOKUP($D1001,'DER Output'!$S$17:$X$41,6,FALSE)","v":0.16032398020038169},{"$f":"IF($C1001=\"S\",VLOOKUP($D1001,'DER Output'!$S$18:$W$41,2,FALSE),VLOOKUP($D1001,'DER Output'!$S$18:$W$41,3,FALSE))","v":0.17224423800777711},{"$f":"IF($C1001=\"S\",VLOOKUP($D1001,'DER Output'!$S$18:$W$41,4,FALSE),VLOOKUP($D1001,'DER Output'!$S$18:$W$41,5,FALSE))","v":0.17224423800777711},{"$f":"IF($C1001=\"S\",VLOOKUP($D1001,'DER Output'!$S$18:$W$41,4,FALSE),VLOOKUP($D1001,'DER Output'!$S$18:$W$41,5,FALSE))","v":0.17224423800777711},{"$f":"IF($C1001=\"S\",VLOOKUP($D1001,'DER Output'!$S$18:$W$41,4,FALSE),VLOOKUP($D1001,'DER Output'!$S$18:$W$41,5,FALSE))","v":0.17224423800777711},{"$f":"IF($C1001=\"S\",VLOOKUP($D1001,'DER Output'!$S$18:$W$41,4,FALSE),VLOOKUP($D1001,'DER Output'!$S$18:$W$41,5,FALSE))","v":0.17224423800777711},{"$f":"IFERROR(IF(OR(C1001=\"S\",C1001=\"D\"),VLOOKUP(B1001,'Seasonal Customer Count'!$B:$I,4,FALSE),IF(C1001=\"W\",VLOOKUP(B1001,'Seasonal Customer Count'!$B:$P,12,FALSE),\"Check\")),0)","v":733},{"$f":"IFERROR(IF(OR(C1001=\"S\",C1001=\"D\"),VLOOKUP(B1001,'Seasonal Customer Count'!$B:$P,5,FALSE),IF(C1001=\"W\",VLOOKUP(B1001,'Seasonal Customer Count'!$B:$P,13,FALSE),\"Check\")),0)","v":60},{"$f":"IFERROR(IF(OR(C1001=\"S\",C1001=\"D\"),VLOOKUP(B1001,'Seasonal Customer Count'!$B:$P,6,FALSE),IF(C1001=\"W\",VLOOKUP(B1001,'Seasonal Customer Count'!$B:$P,14,FALSE),\"Check\")),0)","v":52},{"$f":"IFERROR(IF(OR(C1001=\"S\",C1001=\"D\"),VLOOKUP(B1001,'Seasonal Customer Count'!$B:$P,7,FALSE),IF(C1001=\"W\",VLOOKUP(B1001,'Seasonal Customer Count'!$B:$P,15,FALSE),\"Check\")),0)","v":0},{"$f":"IFERROR(IF(OR(C1001=\"S\",C1001=\"D\"),VLOOKUP(B1001,'Seasonal Customer Count'!$B:$P,8,FALSE),IF(C1001=\"W\",VLOOKUP(B1001,'Seasonal Customer Count'!$B:$P,16,FALSE),\"Check\")),0)","v":50},{"$f":"Summary!$D$8*(K1001*'Average Project Size'!$F$6+L1001*'Average Project Size'!$F$7+M1001*'Average Project Size'!$F$8+N1001*'Average Project Size'!$F$10+O1001*'Average Project Size'!$F$9)/1000","v":7.4280177042191933E-2},{"$f":"Summary!$D$8*(K1001*F1001*'Average Project Size'!$F$6+L1001*G1001*'Average Project Size'!$F$7+M1001*H1001*'Average Project Size'!$F$8+N1001*I1001*'Average Project Size'!$F$10+O1001*J1001*'Average Project Size'!$F$9)/1000","v":1.2794332493715128E-2}]
[null,{"$f":"'Peak Identification'!B1000","v":"TYHE T-051"},{"$f":"'Peak Identification'!D1000","v":"S"},{"$f":"'Peak Identification'!E1000","v":18},{"$f":"VLOOKUP($D1002,'DER Output'!$S$17:$X$41,6,FALSE)","v":0.16032398020038169},{"$f":"IF($C1002=\"S\",VLOOKUP($D1002,'DER Output'!$S$18:$W$41,2,FALSE),VLOOKUP($D1002,'DER Output'!$S$18:$W$41,3,FALSE))","v":0.17224423800777711},{"$f":"IF($C1002=\"S\",VLOOKUP($D1002,'DER Output'!$S$18:$W$41,4,FALSE),VLOOKUP($D1002,'DER Output'!$S$18:$W$41,5,FALSE))","v":0.17224423800777711},{"$f":"IF($C1002=\"S\",VLOOKUP($D1002,'DER Output'!$S$18:$W$41,4,FALSE),VLOOKUP($D1002,'DER Output'!$S$18:$W$41,5,FALSE))","v":0.17224423800777711},{"$f":"IF($C1002=\"S\",VLOOKUP($D1002,'DER Output'!$S$18:$W$41,4,FALSE),VLOOKUP($D1002,'DER Output'!$S$18:$W$41,5,FALSE))","v":0.17224423800777711},{"$f":"IF($C1002=\"S\",VLOOKUP($D1002,'DER Output'!$S$18:$W$41,4,FALSE),VLOOKUP($D1002,'DER Output'!$S$18:$W$41,5,FALSE))","v":0.17224423800777711},{"$f":"IFERROR(IF(OR(C1002=\"S\",C1002=\"D\"),VLOOKUP(B1002,'Seasonal Customer Count'!$B:$I,4,FALSE),IF(C1002=\"W\",VLOOKUP(B1002,'Seasonal Customer Count'!$B:$P,12,FALSE),\"Check\")),0)","v":1142},{"$f":"IFERROR(IF(OR(C1002=\"S\",C1002=\"D\"),VLOOKUP(B1002,'Seasonal Customer Count'!$B:$P,5,FALSE),IF(C1002=\"W\",VLOOKUP(B1002,'Seasonal Customer Count'!$B:$P,13,FALSE),\"Check\")),0)","v":76},{"$f":"IFERROR(IF(OR(C1002=\"S\",C1002=\"D\"),VLOOKUP(B1002,'Seasonal Customer Count'!$B:$P,6,FALSE),IF(C1002=\"W\",VLOOKUP(B1002,'Seasonal Customer Count'!$B:$P,14,FALSE),\"Check\")),0)","v":65},{"$f":"IFERROR(IF(OR(C1002=\"S\",C1002=\"D\"),VLOOKUP(B1002,'Seasonal Customer Count'!$B:$P,7,FALSE),IF(C1002=\"W\",VLOOKUP(B1002,'Seasonal Customer Count'!$B:$P,15,FALSE),\"Check\")),0)","v":0},{"$f":"IFERROR(IF(OR(C1002=\"S\",C1002=\"D\"),VLOOKUP(B1002,'Seasonal Customer Count'!$B:$P,8,FALSE),IF(C1002=\"W\",VLOOKUP(B1002,'Seasonal Customer Count'!$B:$P,16,FALSE),\"Check\")),0)","v":114},{"$f":"Summary!$D$8*(K1002*'Average Project Size'!$F$6+L1002*'Average Project Size'!$F$7+M1002*'Average Project Size'!$F$8+N1002*'Average Project Size'!$F$10+O1002*'Average Project Size'!$F$9)/1000","v":0.13465202408893681},{"$f":"Summary!$D$8*(K1002*F1002*'Average Project Size'!$F$6+L1002*G1002*'Average Project Size'!$F$7+M1002*H1002*'Average Project Size'!$F$8+N1002*I1002*'Average Project Size'!$F$10+O1002*J1002*'Average Project Size'!$F$9)/1000","v":2.3193035285403767E-2}]
[null,{"$f":"'Peak Identification'!B1001","v":"UNTY11"},{"$f":"'Peak Identification'!D1001","v":"W"},{"$f":"'Peak Identification'!E1001","v":8},{"$f":"VLOOKUP($D1003,'DER Output'!$S$17:$X$41,6,FALSE)","v":0},{"$f":"IF($C1003=\"S\",VLOOKUP($D1003,'DER Output'!$S$18:$W$41,2,FALSE),VLOOKUP($D1003,'DER Output'!$S$18:$W$41,3,FALSE))","v":2.4357194050013426E-2},{"$f":"IF($C1003=\"S\",VLOOKUP($D1003,'DER Output'!$S$18:$W$41,4,FALSE),VLOOKUP($D1003,'DER Output'!$S$18:$W$41,5,FALSE))","v":2.4357194050013426E-2},{"$f":"IF($C1003=\"S\",VLOOKUP($D1003,'DER Output'!$S$18:$W$41,4,FALSE),VLOOKUP($D1003,'DER Output'!$S$18:$W$41,5,FALSE))","v":2.4357194050013426E-2},{"$f":"IF($C1003=\"S\",VLOOKUP($D1003,'DER Output'!$S$18:$W$41,4,FALSE),VLOOKUP($D1003,'DER Output'!$S$18:$W$41,5,FALSE))","v":2.4357194050013426E-2},{"$f":"IF($C1003=\"S\",VLOOKUP($D1003,'DER Output'!$S$18:$W$41,4,FALSE),VLOOKUP($D1003,'DER Output'!$S$18:$W$41,5,FALSE))","v":2.4357194050013426E-2},{"$f":"IFERROR(IF(OR(C1003=\"S\",C1003=\"D\"),VLOOKUP(B1003,'Seasonal Customer Count'!$B:$I,4,FALSE),IF(C1003=\"W\",VLOOKUP(B1003,'Seasonal Customer Count'!$B:$P,12,FALSE),\"Check\")),0)","v":12},{"$f":"IFERROR(IF(OR(C1003=\"S\",C1003=\"D\"),VLOOKUP(B1003,'Seasonal Customer Count'!$B:$P,5,FALSE),IF(C1003=\"W\",VLOOKUP(B1003,'Seasonal Customer Count'!$B:$P,13,FALSE),\"Check\")),0)","v":1},{"$f":"IFERROR(IF(OR(C1003=\"S\",C1003=\"D\"),VLOOKUP(B1003,'Seasonal Customer Count'!$B:$P,6,FALSE),IF(C1003=\"W\",VLOOKUP(B1003,'Seasonal Customer Count'!$B:$P,14,FALSE),\"Check\")),0)","v":0},{"$f":"IFERROR(IF(OR(C1003=\"S\",C1003=\"D\"),VLOOKUP(B1003,'Seasonal Customer Count'!$B:$P,7,FALSE),IF(C1003=\"W\",VLOOKUP(B1003,'Seasonal Customer Count'!$B:$P,15,FALSE),\"Check\")),0)","v":1},{"$f":"IFERROR(IF(OR(C1003=\"S\",C1003=\"D\"),VLOOKUP(B1003,'Seasonal Customer Count'!$B:$P,8,FALSE),IF(C1003=\"W\",VLOOKUP(B1003,'Seasonal Customer Count'!$B:$P,16,FALSE),\"Check\")),0)","v":0},{"$f":"Summary!$D$8*(K1003*'Average Project Size'!$F$6+L1003*'Average Project Size'!$F$7+M1003*'Average Project Size'!$F$8+N1003*'Average Project Size'!$F$10+O1003*'Average Project Size'!$F$9)/1000","v":3.4858263892726228E-3},{"$f":"Summary!$D$8*(K1003*F1003*'Average Project Size'!$F$6+L1003*G1003*'Average Project Size'!$F$7+M1003*H1003*'Average Project Size'!$F$8+N1003*I1003*'Average Project Size'!$F$10+O1003*J1003*'Average Project Size'!$F$9)/1000","v":8.4904949788170908E-5}]
[null,{"$f":"'Peak Identification'!B1002","v":"UNTY12"},{"$f":"'Peak Identification'!D1002","v":"S"},{"$f":"'Peak Identification'!E1002","v":21},{"$f":"VLOOKUP($D1004,'DER Output'!$S$17:$X$41,6,FALSE)","v":0},{"$f":"IF($C1004=\"S\",VLOOKUP($D1004,'DER Output'!$S$18:$W$41,2,FALSE),VLOOKUP($D1004,'DER Output'!$S$18:$W$41,3,FALSE))","v":9.5068228432060471E-4},{"$f":"IF($C1004=\"S\",VLOOKUP($D1004,'DER Output'!$S$18:$W$41,4,FALSE),VLOOKUP($D1004,'DER Output'!$S$18:$W$41,5,FALSE))","v":9.5068228432060471E-4},{"$f":"IF($C1004=\"S\",VLOOKUP($D1004,'DER Output'!$S$18:$W$41,4,FALSE),VLOOKUP($D1004,'DER Output'!$S$18:$W$41,5,FALSE))","v":9.5068228432060471E-4},{"$f":"IF($C1004=\"S\",VLOOKUP($D1004,'DER Output'!$S$18:$W$41,4,FALSE),VLOOKUP($D1004,'DER Output'!$S$18:$W$41,5,FALSE))","v":9.5068228432060471E-4},{"$f":"IF($C1004=\"S\",VLOOKUP($D1004,'DER Output'!$S$18:$W$41,4,FALSE),VLOOKUP($D1004,'DER Output'!$S$18:$W$41,5,FALSE))","v":9.5068228432060471E-4},{"$f":"IFERROR(IF(OR(C1004=\"S\",C1004=\"D\"),VLOOKUP(B1004,'Seasonal Customer Count'!$B:$I,4,FALSE),IF(C1004=\"W\",VLOOKUP(B1004,'Seasonal Customer Count'!$B:$P,12,FALSE),\"Check\")),0)","v":144},{"$f":"IFERROR(IF(OR(C1004=\"S\",C1004=\"D\"),VLOOKUP(B1004,'Seasonal Customer Count'!$B:$P,5,FALSE),IF(C1004=\"W\",VLOOKUP(B1004,'Seasonal Customer Count'!$B:$P,13,FALSE),\"Check\")),0)","v":40},{"$f":"IFERROR(IF(OR(C1004=\"S\",C1004=\"D\"),VLOOKUP(B1004,'Seasonal Customer Count'!$B:$P,6,FALSE),IF(C1004=\"W\",VLOOKUP(B1004,'Seasonal Customer Count'!$B:$P,14,FALSE),\"Check\")),0)","v":1},{"$f":"IFERROR(IF(OR(C1004=\"S\",C1004=\"D\"),VLOOKUP(B1004,'Seasonal Customer Count'!$B:$P,7,FALSE),IF(C1004=\"W\",VLOOKUP(B1004,'Seasonal Customer Count'!$B:$P,15,FALSE),\"Check\")),0)","v":0},{"$f":"IFERROR(IF(OR(C1004=\"S\",C1004=\"D\"),VLOOKUP(B1004,'Seasonal Customer Count'!$B:$P,8,FALSE),IF(C1004=\"W\",VLOOKUP(B1004,'Seasonal Customer Count'!$B:$P,16,FALSE),\"Check\")),0)","v":47},{"$f":"Summary!$D$8*(K1004*'Average Project Size'!$F$6+L1004*'Average Project Size'!$F$7+M1004*'Average Project Size'!$F$8+N1004*'Average Project Size'!$F$10+O1004*'Average Project Size'!$F$9)/1000","v":3.872283275439372E-2},{"$f":"Summary!$D$8*(K1004*F1004*'Average Project Size'!$F$6+L1004*G1004*'Average Project Size'!$F$7+M1004*H1004*'Average Project Size'!$F$8+N1004*I1004*'Average Project Size'!$F$10+O1004*J1004*'Average Project Size'!$F$9)/1000","v":3.6813111098311758E-5}]
[null,{"$f":"'Peak Identification'!B1003","v":"UNTY T-061"},{"$f":"'Peak Identification'!D1003","v":"S"},{"$f":"'Peak Identification'!E1003","v":21},{"$f":"VLOOKUP($D1005,'DER Output'!$S$17:$X$41,6,FALSE)","v":0},{"$f":"IF($C1005=\"S\",VLOOKUP($D1005,'DER Output'!$S$18:$W$41,2,FALSE),VLOOKUP($D1005,'DER Output'!$S$18:$W$41,3,FALSE))","v":9.5068228432060471E-4},{"$f":"IF($C1005=\"S\",VLOOKUP($D1005,'DER Output'!$S$18:$W$41,4,FALSE),VLOOKUP($D1005,'DER Output'!$S$18:$W$41,5,FALSE))","v":9.5068228432060471E-4},{"$f":"IF($C1005=\"S\",VLOOKUP($D1005,'DER Output'!$S$18:$W$41,4,FALSE),VLOOKUP($D1005,'DER Output'!$S$18:$W$41,5,FALSE))","v":9.5068228432060471E-4},{"$f":"IF($C1005=\"S\",VLOOKUP($D1005,'DER Output'!$S$18:$W$41,4,FALSE),VLOOKUP($D1005,'DER Output'!$S$18:$W$41,5,FALSE))","v":9.5068228432060471E-4},{"$f":"IF($C1005=\"S\",VLOOKUP($D1005,'DER Output'!$S$18:$W$41,4,FALSE),VLOOKUP($D1005,'DER Output'!$S$18:$W$41,5,FALSE))","v":9.5068228432060471E-4},{"$f":"IFERROR(IF(OR(C1005=\"S\",C1005=\"D\"),VLOOKUP(B1005,'Seasonal Customer Count'!$B:$I,4,FALSE),IF(C1005=\"W\",VLOOKUP(B1005,'Seasonal Customer Count'!$B:$P,12,FALSE),\"Check\")),0)","v":223},{"$f":"IFERROR(IF(OR(C1005=\"S\",C1005=\"D\"),VLOOKUP(B1005,'Seasonal Customer Count'!$B:$P,5,FALSE),IF(C1005=\"W\",VLOOKUP(B1005,'Seasonal Customer Count'!$B:$P,13,FALSE),\"Check\")),0)","v":66},{"$f":"IFERROR(IF(OR(C1005=\"S\",C1005=\"D\"),VLOOKUP(B1005,'Seasonal Customer Count'!$B:$P,6,FALSE),IF(C1005=\"W\",VLOOKUP(B1005,'Seasonal Customer Count'!$B:$P,14,FALSE),\"Check\")),0)","v":6},{"$f":"IFERROR(IF(OR(C1005=\"S\",C1005=\"D\"),VLOOKUP(B1005,'Seasonal Customer Count'!$B:$P,7,FALSE),IF(C1005=\"W\",VLOOKUP(B1005,'Seasonal Customer Count'!$B:$P,15,FALSE),\"Check\")),0)","v":0},{"$f":"IFERROR(IF(OR(C1005=\"S\",C1005=\"D\"),VLOOKUP(B1005,'Seasonal Customer Count'!$B:$P,8,FALSE),IF(C1005=\"W\",VLOOKUP(B1005,'Seasonal Customer Count'!$B:$P,16,FALSE),\"Check\")),0)","v":62},{"$f":"Summary!$D$8*(K1005*'Average Project Size'!$F$6+L1005*'Average Project Size'!$F$7+M1005*'Average Project Size'!$F$8+N1005*'Average Project Size'!$F$10+O1005*'Average Project Size'!$F$9)/1000","v":5.4170238433078492E-2},{"$f":"Summary!$D$8*(K1005*F1005*'Average Project Size'!$F$6+L1005*G1005*'Average Project Size'!$F$7+M1005*H1005*'Average Project Size'!$F$8+N1005*I1005*'Average Project Size'!$F$10+O1005*J1005*'Average Project Size'!$F$9)/1000","v":5.149868601575088E-5}]
[null,{"$f":"'Peak Identification'!B1004","v":"USTK11"},{"$f":"'Peak Identification'!D1004","v":"S"},{"$f":"'Peak Identification'!E1004","v":17},{"$f":"VLOOKUP($D1006,'DER Output'!$S$17:$X$41,6,FALSE)","v":0.19174838710475617},{"$f":"IF($C1006=\"S\",VLOOKUP($D1006,'DER Output'!$S$18:$W$41,2,FALSE),VLOOKUP($D1006,'DER Output'!$S$18:$W$41,3,FALSE))","v":0.30300399777640191},{"$f":"IF($C1006=\"S\",VLOOKUP($D1006,'DER Output'!$S$18:$W$41,4,FALSE),VLOOKUP($D1006,'DER Output'!$S$18:$W$41,5,FALSE))","v":0.30300399777640191},{"$f":"IF($C1006=\"S\",VLOOKUP($D1006,'DER Output'!$S$18:$W$41,4,FALSE),VLOOKUP($D1006,'DER Output'!$S$18:$W$41,5,FALSE))","v":0.30300399777640191},{"$f":"IF($C1006=\"S\",VLOOKUP($D1006,'DER Output'!$S$18:$W$41,4,FALSE),VLOOKUP($D1006,'DER Output'!$S$18:$W$41,5,FALSE))","v":0.30300399777640191},{"$f":"IF($C1006=\"S\",VLOOKUP($D1006,'DER Output'!$S$18:$W$41,4,FALSE),VLOOKUP($D1006,'DER Output'!$S$18:$W$41,5,FALSE))","v":0.30300399777640191},{"$f":"IFERROR(IF(OR(C1006=\"S\",C1006=\"D\"),VLOOKUP(B1006,'Seasonal Customer Count'!$B:$I,4,FALSE),IF(C1006=\"W\",VLOOKUP(B1006,'Seasonal Customer Count'!$B:$P,12,FALSE),\"Check\")),0)","v":1718},{"$f":"IFERROR(IF(OR(C1006=\"S\",C1006=\"D\"),VLOOKUP(B1006,'Seasonal Customer Count'!$B:$P,5,FALSE),IF(C1006=\"W\",VLOOKUP(B1006,'Seasonal Customer Count'!$B:$P,13,FALSE),\"Check\")),0)","v":11},{"$f":"IFERROR(IF(OR(C1006=\"S\",C1006=\"D\"),VLOOKUP(B1006,'Seasonal Customer Count'!$B:$P,6,FALSE),IF(C1006=\"W\",VLOOKUP(B1006,'Seasonal Customer Count'!$B:$P,14,FALSE),\"Check\")),0)","v":21},{"$f":"IFERROR(IF(OR(C1006=\"S\",C1006=\"D\"),VLOOKUP(B1006,'Seasonal Customer Count'!$B:$P,7,FALSE),IF(C1006=\"W\",VLOOKUP(B1006,'Seasonal Customer Count'!$B:$P,15,FALSE),\"Check\")),0)","v":0},{"$f":"IFERROR(IF(OR(C1006=\"S\",C1006=\"D\"),VLOOKUP(B1006,'Seasonal Customer Count'!$B:$P,8,FALSE),IF(C1006=\"W\",VLOOKUP(B1006,'Seasonal Customer Count'!$B:$P,16,FALSE),\"Check\")),0)","v":0},{"$f":"Summary!$D$8*(K1006*'Average Project Size'!$F$6+L1006*'Average Project Size'!$F$7+M1006*'Average Project Size'!$F$8+N1006*'Average Project Size'!$F$10+O1006*'Average Project Size'!$F$9)/1000","v":7.2704449362927984E-2},{"$f":"Summary!$D$8*(K1006*F1006*'Average Project Size'!$F$6+L1006*G1006*'Average Project Size'!$F$7+M1006*H1006*'Average Project Size'!$F$8+N1006*I1006*'Average Project Size'!$F$10+O1006*J1006*'Average Project Size'!$F$9)/1000","v":2.2029738813099158E-2}]
[null,{"$f":"'Peak Identification'!B1005","v":"USTK12"},{"$f":"'Peak Identification'!D1005","v":"S"},{"$f":"'Peak Identification'!E1005","v":16},{"$f":"VLOOKUP($D1007,'DER Output'!$S$17:$X$41,6,FALSE)","v":0.22644022312513051},{"$f":"IF($C1007=\"S\",VLOOKUP($D1007,'DER Output'!$S$18:$W$41,2,FALSE),VLOOKUP($D1007,'DER Output'!$S$18:$W$41,3,FALSE))","v":0.44781407722569133},{"$f":"IF($C1007=\"S\",VLOOKUP($D1007,'DER Output'!$S$18:$W$41,4,FALSE),VLOOKUP($D1007,'DER Output'!$S$18:$W$41,5,FALSE))","v":0.44781407722569133},{"$f":"IF($C1007=\"S\",VLOOKUP($D1007,'DER Output'!$S$18:$W$41,4,FALSE),VLOOKUP($D1007,'DER Output'!$S$18:$W$41,5,FALSE))","v":0.44781407722569133},{"$f":"IF($C1007=\"S\",VLOOKUP($D1007,'DER Output'!$S$18:$W$41,4,FALSE),VLOOKUP($D1007,'DER Output'!$S$18:$W$41,5,FALSE))","v":0.44781407722569133},{"$f":"IF($C1007=\"S\",VLOOKUP($D1007,'DER Output'!$S$18:$W$41,4,FALSE),VLOOKUP($D1007,'DER Output'!$S$18:$W$41,5,FALSE))","v":0.44781407722569133},{"$f":"IFERROR(IF(OR(C1007=\"S\",C1007=\"D\"),VLOOKUP(B1007,'Seasonal Customer Count'!$B:$I,4,FALSE),IF(C1007=\"W\",VLOOKUP(B1007,'Seasonal Customer Count'!$B:$P,12,FALSE),\"Check\")),0)","v":619},{"$f":"IFERROR(IF(OR(C1007=\"S\",C1007=\"D\"),VLOOKUP(B1007,'Seasonal Customer Count'!$B:$P,5,FALSE),IF(C1007=\"W\",VLOOKUP(B1007,'Seasonal Customer Count'!$B:$P,13,FALSE),\"Check\")),0)","v":40},{"$f":"IFERROR(IF(OR(C1007=\"S\",C1007=\"D\"),VLOOKUP(B1007,'Seasonal Customer Count'!$B:$P,6,FALSE),IF(C1007=\"W\",VLOOKUP(B1007,'Seasonal Customer Count'!$B:$P,14,FALSE),\"Check\")),0)","v":68},{"$f":"IFERROR(IF(OR(C1007=\"S\",C1007=\"D\"),VLOOKUP(B1007,'Seasonal Customer Count'!$B:$P,7,FALSE),IF(C1007=\"W\",VLOOKUP(B1007,'Seasonal Customer Count'!$B:$P,15,FALSE),\"Check\")),0)","v":0},{"$f":"IFERROR(IF(OR(C1007=\"S\",C1007=\"D\"),VLOOKUP(B1007,'Seasonal Customer Count'!$B:$P,8,FALSE),IF(C1007=\"W\",VLOOKUP(B1007,'Seasonal Customer Count'!$B:$P,16,FALSE),\"Check\")),0)","v":0},{"$f":"Summary!$D$8*(K1007*'Average Project Size'!$F$6+L1007*'Average Project Size'!$F$7+M1007*'Average Project Size'!$F$8+N1007*'Average Project Size'!$F$10+O1007*'Average Project Size'!$F$9)/1000","v":3.9232320228953552E-2},{"$f":"Summary!$D$8*(K1007*F1007*'Average Project Size'!$F$6+L1007*G1007*'Average Project Size'!$F$7+M1007*H1007*'Average Project Size'!$F$8+N1007*I1007*'Average Project Size'!$F$10+O1007*J1007*'Average Project Size'!$F$9)/1000","v":1.7568785280751658E-2}]
[null,{"$f":"'Peak Identification'!B1006","v":"USTK13"},{"$f":"'Peak Identification'!D1006","v":"S"},{"$f":"'Peak Identification'!E1006","v":18},{"$f":"VLOOKUP($D1008,'DER Output'!$S$17:$X$41,6,FALSE)","v":0.16032398020038169},{"$f":"IF($C1008=\"S\",VLOOKUP($D1008,'DER Output'!$S$18:$W$41,2,FALSE),VLOOKUP($D1008,'DER Output'!$S$18:$W$41,3,FALSE))","v":0.17224423800777711},{"$f":"IF($C1008=\"S\",VLOOKUP($D1008,'DER Output'!$S$18:$W$41,4,FALSE),VLOOKUP($D1008,'DER Output'!$S$18:$W$41,5,FALSE))","v":0.17224423800777711},{"$f":"IF($C1008=\"S\",VLOOKUP($D1008,'DER Output'!$S$18:$W$41,4,FALSE),VLOOKUP($D1008,'DER Output'!$S$18:$W$41,5,FALSE))","v":0.17224423800777711},{"$f":"IF($C1008=\"S\",VLOOKUP($D1008,'DER Output'!$S$18:$W$41,4,FALSE),VLOOKUP($D1008,'DER Output'!$S$18:$W$41,5,FALSE))","v":0.17224423800777711},{"$f":"IF($C1008=\"S\",VLOOKUP($D1008,'DER Output'!$S$18:$W$41,4,FALSE),VLOOKUP($D1008,'DER Output'!$S$18:$W$41,5,FALSE))","v":0.17224423800777711},{"$f":"IFERROR(IF(OR(C1008=\"S\",C1008=\"D\"),VLOOKUP(B1008,'Seasonal Customer Count'!$B:$I,4,FALSE),IF(C1008=\"W\",VLOOKUP(B1008,'Seasonal Customer Count'!$B:$P,12,FALSE),\"Check\")),0)","v":1167},{"$f":"IFERROR(IF(OR(C1008=\"S\",C1008=\"D\"),VLOOKUP(B1008,'Seasonal Customer Count'!$B:$P,5,FALSE),IF(C1008=\"W\",VLOOKUP(B1008,'Seasonal Customer Count'!$B:$P,13,FALSE),\"Check\")),0)","v":9},{"$f":"IFERROR(IF(OR(C1008=\"S\",C1008=\"D\"),VLOOKUP(B1008,'Seasonal Customer Count'!$B:$P,6,FALSE),IF(C1008=\"W\",VLOOKUP(B1008,'Seasonal Customer Count'!$B:$P,14,FALSE),\"Check\")),0)","v":8},{"$f":"IFERROR(IF(OR(C1008=\"S\",C1008=\"D\"),VLOOKUP(B1008,'Seasonal Customer Count'!$B:$P,7,FALSE),IF(C1008=\"W\",VLOOKUP(B1008,'Seasonal Customer Count'!$B:$P,15,FALSE),\"Check\")),0)","v":0},{"$f":"IFERROR(IF(OR(C1008=\"S\",C1008=\"D\"),VLOOKUP(B1008,'Seasonal Customer Count'!$B:$P,8,FALSE),IF(C1008=\"W\",VLOOKUP(B1008,'Seasonal Customer Count'!$B:$P,16,FALSE),\"Check\")),0)","v":0},{"$f":"Summary!$D$8*(K1008*'Average Project Size'!$F$6+L1008*'Average Project Size'!$F$7+M1008*'Average Project Size'!$F$8+N1008*'Average Project Size'!$F$10+O1008*'Average Project Size'!$F$9)/1000","v":4.842117495879477E-2},{"$f":"Summary!$D$8*(K1008*F1008*'Average Project Size'!$F$6+L1008*G1008*'Average Project Size'!$F$7+M1008*H1008*'Average Project Size'!$F$8+N1008*I1008*'Average Project Size'!$F$10+O1008*J1008*'Average Project Size'!$F$9)/1000","v":8.3402683842188647E-3}]
[null,{"$f":"'Peak Identification'!B1007","v":"USTK14"},{"$f":"'Peak Identification'!D1007","v":"S"},{"$f":"'Peak Identification'!E1007","v":17},{"$f":"VLOOKUP($D1009,'DER Output'!$S$17:$X$41,6,FALSE)","v":0.19174838710475617},{"$f":"IF($C1009=\"S\",VLOOKUP($D1009,'DER Output'!$S$18:$W$41,2,FALSE),VLOOKUP($D1009,'DER Output'!$S$18:$W$41,3,FALSE))","v":0.30300399777640191},{"$f":"IF($C1009=\"S\",VLOOKUP($D1009,'DER Output'!$S$18:$W$41,4,FALSE),VLOOKUP($D1009,'DER Output'!$S$18:$W$41,5,FALSE))","v":0.30300399777640191},{"$f":"IF($C1009=\"S\",VLOOKUP($D1009,'DER Output'!$S$18:$W$41,4,FALSE),VLOOKUP($D1009,'DER Output'!$S$18:$W$41,5,FALSE))","v":0.30300399777640191},{"$f":"IF($C1009=\"S\",VLOOKUP($D1009,'DER Output'!$S$18:$W$41,4,FALSE),VLOOKUP($D1009,'DER Output'!$S$18:$W$41,5,FALSE))","v":0.30300399777640191},{"$f":"IF($C1009=\"S\",VLOOKUP($D1009,'DER Output'!$S$18:$W$41,4,FALSE),VLOOKUP($D1009,'DER Output'!$S$18:$W$41,5,FALSE))","v":0.30300399777640191},{"$f":"IFERROR(IF(OR(C1009=\"S\",C1009=\"D\"),VLOOKUP(B1009,'Seasonal Customer Count'!$B:$I,4,FALSE),IF(C1009=\"W\",VLOOKUP(B1009,'Seasonal Customer Count'!$B:$P,12,FALSE),\"Check\")),0)","v":632},{"$f":"IFERROR(IF(OR(C1009=\"S\",C1009=\"D\"),VLOOKUP(B1009,'Seasonal Customer Count'!$B:$P,5,FALSE),IF(C1009=\"W\",VLOOKUP(B1009,'Seasonal Customer Count'!$B:$P,13,FALSE),\"Check\")),0)","v":7},{"$f":"IFERROR(IF(OR(C1009=\"S\",C1009=\"D\"),VLOOKUP(B1009,'Seasonal Customer Count'!$B:$P,6,FALSE),IF(C1009=\"W\",VLOOKUP(B1009,'Seasonal Customer Count'!$B:$P,14,FALSE),\"Check\")),0)","v":56},{"$f":"IFERROR(IF(OR(C1009=\"S\",C1009=\"D\"),VLOOKUP(B1009,'Seasonal Customer Count'!$B:$P,7,FALSE),IF(C1009=\"W\",VLOOKUP(B1009,'Seasonal Customer Count'!$B:$P,15,FALSE),\"Check\")),0)","v":0},{"$f":"IFERROR(IF(OR(C1009=\"S\",C1009=\"D\"),VLOOKUP(B1009,'Seasonal Customer Count'!$B:$P,8,FALSE),IF(C1009=\"W\",VLOOKUP(B1009,'Seasonal Customer Count'!$B:$P,16,FALSE),\"Check\")),0)","v":0},{"$f":"Summary!$D$8*(K1009*'Average Project Size'!$F$6+L1009*'Average Project Size'!$F$7+M1009*'Average Project Size'!$F$8+N1009*'Average Project Size'!$F$10+O1009*'Average Project Size'!$F$9)/1000","v":3.5264799882056386E-2},{"$f":"Summary!$D$8*(K1009*F1009*'Average Project Size'!$F$6+L1009*G1009*'Average Project Size'!$F$7+M1009*H1009*'Average Project Size'!$F$8+N1009*I1009*'Average Project Size'!$F$10+O1009*J1009*'Average Project Size'!$F$9)/1000","v":1.0685375345047871E-2}]
[null,{"$f":"'Peak Identification'!B1008","v":"USTK15"},{"$f":"'Peak Identification'!D1008","v":"S"},{"$f":"'Peak Identification'!E1008","v":16},{"$f":"VLOOKUP($D1010,'DER Output'!$S$17:$X$41,6,FALSE)","v":0.22644022312513051},{"$f":"IF($C1010=\"S\",VLOOKUP($D1010,'DER Output'!$S$18:$W$41,2,FALSE),VLOOKUP($D1010,'DER Output'!$S$18:$W$41,3,FALSE))","v":0.44781407722569133},{"$f":"IF($C1010=\"S\",VLOOKUP($D1010,'DER Output'!$S$18:$W$41,4,FALSE),VLOOKUP($D1010,'DER Output'!$S$18:$W$41,5,FALSE))","v":0.44781407722569133},{"$f":"IF($C1010=\"S\",VLOOKUP($D1010,'DER Output'!$S$18:$W$41,4,FALSE),VLOOKUP($D1010,'DER Output'!$S$18:$W$41,5,FALSE))","v":0.44781407722569133},{"$f":"IF($C1010=\"S\",VLOOKUP($D1010,'DER Output'!$S$18:$W$41,4,FALSE),VLOOKUP($D1010,'DER Output'!$S$18:$W$41,5,FALSE))","v":0.44781407722569133},{"$f":"IF($C1010=\"S\",VLOOKUP($D1010,'DER Output'!$S$18:$W$41,4,FALSE),VLOOKUP($D1010,'DER Output'!$S$18:$W$41,5,FALSE))","v":0.44781407722569133},{"$f":"IFERROR(IF(OR(C1010=\"S\",C1010=\"D\"),VLOOKUP(B1010,'Seasonal Customer Count'!$B:$I,4,FALSE),IF(C1010=\"W\",VLOOKUP(B1010,'Seasonal Customer Count'!$B:$P,12,FALSE),\"Check\")),0)","v":1303},{"$f":"IFERROR(IF(OR(C1010=\"S\",C1010=\"D\"),VLOOKUP(B1010,'Seasonal Customer Count'!$B:$P,5,FALSE),IF(C1010=\"W\",VLOOKUP(B1010,'Seasonal Customer Count'!$B:$P,13,FALSE),\"Check\")),0)","v":17},{"$f":"IFERROR(IF(OR(C1010=\"S\",C1010=\"D\"),VLOOKUP(B1010,'Seasonal Customer Count'!$B:$P,6,FALSE),IF(C1010=\"W\",VLOOKUP(B1010,'Seasonal Customer Count'!$B:$P,14,FALSE),\"Check\")),0)","v":54},{"$f":"IFERROR(IF(OR(C1010=\"S\",C1010=\"D\"),VLOOKUP(B1010,'Seasonal Customer Count'!$B:$P,7,FALSE),IF(C1010=\"W\",VLOOKUP(B1010,'Seasonal Customer Count'!$B:$P,15,FALSE),\"Check\")),0)","v":0},{"$f":"IFERROR(IF(OR(C1010=\"S\",C1010=\"D\"),VLOOKUP(B1010,'Seasonal Customer Count'!$B:$P,8,FALSE),IF(C1010=\"W\",VLOOKUP(B1010,'Seasonal Customer Count'!$B:$P,16,FALSE),\"Check\")),0)","v":0},{"$f":"Summary!$D$8*(K1010*'Average Project Size'!$F$6+L1010*'Average Project Size'!$F$7+M1010*'Average Project Size'!$F$8+N1010*'Average Project Size'!$F$10+O1010*'Average Project Size'!$F$9)/1000","v":6.2324794687079237E-2},{"$f":"Summary!$D$8*(K1010*F1010*'Average Project Size'!$F$6+L1010*G1010*'Average Project Size'!$F$7+M1010*H1010*'Average Project Size'!$F$8+N1010*I1010*'Average Project Size'!$F$10+O1010*J1010*'Average Project Size'!$F$9)/1000","v":2.7909920421075058E-2}]
[null,{"$f":"'Peak Identification'!B1009","v":"USTK16"},{"$f":"'Peak Identification'!D1009","v":"S"},{"$f":"'Peak Identification'!E1009","v":18},{"$f":"VLOOKUP($D1011,'DER Output'!$S$17:$X$41,6,FALSE)","v":0.16032398020038169},{"$f":"IF($C1011=\"S\",VLOOKUP($D1011,'DER Output'!$S$18:$W$41,2,FALSE),VLOOKUP($D1011,'DER Output'!$S$18:$W$41,3,FALSE))","v":0.17224423800777711},{"$f":"IF($C1011=\"S\",VLOOKUP($D1011,'DER Output'!$S$18:$W$41,4,FALSE),VLOOKUP($D1011,'DER Output'!$S$18:$W$41,5,FALSE))","v":0.17224423800777711},{"$f":"IF($C1011=\"S\",VLOOKUP($D1011,'DER Output'!$S$18:$W$41,4,FALSE),VLOOKUP($D1011,'DER Output'!$S$18:$W$41,5,FALSE))","v":0.17224423800777711},{"$f":"IF($C1011=\"S\",VLOOKUP($D1011,'DER Output'!$S$18:$W$41,4,FALSE),VLOOKUP($D1011,'DER Output'!$S$18:$W$41,5,FALSE))","v":0.17224423800777711},{"$f":"IF($C1011=\"S\",VLOOKUP($D1011,'DER Output'!$S$18:$W$41,4,FALSE),VLOOKUP($D1011,'DER Output'!$S$18:$W$41,5,FALSE))","v":0.17224423800777711},{"$f":"IFERROR(IF(OR(C1011=\"S\",C1011=\"D\"),VLOOKUP(B1011,'Seasonal Customer Count'!$B:$I,4,FALSE),IF(C1011=\"W\",VLOOKUP(B1011,'Seasonal Customer Count'!$B:$P,12,FALSE),\"Check\")),0)","v":1398},{"$f":"IFERROR(IF(OR(C1011=\"S\",C1011=\"D\"),VLOOKUP(B1011,'Seasonal Customer Count'!$B:$P,5,FALSE),IF(C1011=\"W\",VLOOKUP(B1011,'Seasonal Customer Count'!$B:$P,13,FALSE),\"Check\")),0)","v":11},{"$f":"IFERROR(IF(OR(C1011=\"S\",C1011=\"D\"),VLOOKUP(B1011,'Seasonal Customer Count'!$B:$P,6,FALSE),IF(C1011=\"W\",VLOOKUP(B1011,'Seasonal Customer Count'!$B:$P,14,FALSE),\"Check\")),0)","v":25},{"$f":"IFERROR(IF(OR(C1011=\"S\",C1011=\"D\"),VLOOKUP(B1011,'Seasonal Customer Count'!$B:$P,7,FALSE),IF(C1011=\"W\",VLOOKUP(B1011,'Seasonal Customer Count'!$B:$P,15,FALSE),\"Check\")),0)","v":0},{"$f":"IFERROR(IF(OR(C1011=\"S\",C1011=\"D\"),VLOOKUP(B1011,'Seasonal Customer Count'!$B:$P,8,FALSE),IF(C1011=\"W\",VLOOKUP(B1011,'Seasonal Customer Count'!$B:$P,16,FALSE),\"Check\")),0)","v":0},{"$f":"Summary!$D$8*(K1011*'Average Project Size'!$F$6+L1011*'Average Project Size'!$F$7+M1011*'Average Project Size'!$F$8+N1011*'Average Project Size'!$F$10+O1011*'Average Project Size'!$F$9)/1000","v":6.0673218307342611E-2},{"$f":"Summary!$D$8*(K1011*F1011*'Average Project Size'!$F$6+L1011*G1011*'Average Project Size'!$F$7+M1011*H1011*'Average Project Size'!$F$8+N1011*I1011*'Average Project Size'!$F$10+O1011*J1011*'Average Project Size'!$F$9)/1000","v":1.0450612254827737E-2}]
[null,{"$f":"'Peak Identification'!B1010","v":"USTK17"},{"$f":"'Peak Identification'!D1010","v":"S"},{"$f":"'Peak Identification'!E1010","v":17},{"$f":"VLOOKUP($D1012,'DER Output'!$S$17:$X$41,6,FALSE)","v":0.19174838710475617},{"$f":"IF($C1012=\"S\",VLOOKUP($D1012,'DER Output'!$S$18:$W$41,2,FALSE),VLOOKUP($D1012,'DER Output'!$S$18:$W$41,3,FALSE))","v":0.30300399777640191},{"$f":"IF($C1012=\"S\",VLOOKUP($D1012,'DER Output'!$S$18:$W$41,4,FALSE),VLOOKUP($D1012,'DER Output'!$S$18:$W$41,5,FALSE))","v":0.30300399777640191},{"$f":"IF($C1012=\"S\",VLOOKUP($D1012,'DER Output'!$S$18:$W$41,4,FALSE),VLOOKUP($D1012,'DER Output'!$S$18:$W$41,5,FALSE))","v":0.30300399777640191},{"$f":"IF($C1012=\"S\",VLOOKUP($D1012,'DER Output'!$S$18:$W$41,4,FALSE),VLOOKUP($D1012,'DER Output'!$S$18:$W$41,5,FALSE))","v":0.30300399777640191},{"$f":"IF($C1012=\"S\",VLOOKUP($D1012,'DER Output'!$S$18:$W$41,4,FALSE),VLOOKUP($D1012,'DER Output'!$S$18:$W$41,5,FALSE))","v":0.30300399777640191},{"$f":"IFERROR(IF(OR(C1012=\"S\",C1012=\"D\"),VLOOKUP(B1012,'Seasonal Customer Count'!$B:$I,4,FALSE),IF(C1012=\"W\",VLOOKUP(B1012,'Seasonal Customer Count'!$B:$P,12,FALSE),\"Check\")),0)","v":1125},{"$f":"IFERROR(IF(OR(C1012=\"S\",C1012=\"D\"),VLOOKUP(B1012,'Seasonal Customer Count'!$B:$P,5,FALSE),IF(C1012=\"W\",VLOOKUP(B1012,'Seasonal Customer Count'!$B:$P,13,FALSE),\"Check\")),0)","v":35},{"$f":"IFERROR(IF(OR(C1012=\"S\",C1012=\"D\"),VLOOKUP(B1012,'Seasonal Customer Count'!$B:$P,6,FALSE),IF(C1012=\"W\",VLOOKUP(B1012,'Seasonal Customer Count'!$B:$P,14,FALSE),\"Check\")),0)","v":65},{"$f":"IFERROR(IF(OR(C1012=\"S\",C1012=\"D\"),VLOOKUP(B1012,'Seasonal Customer Count'!$B:$P,7,FALSE),IF(C1012=\"W\",VLOOKUP(B1012,'Seasonal Customer Count'!$B:$P,15,FALSE),\"Check\")),0)","v":0},{"$f":"IFERROR(IF(OR(C1012=\"S\",C1012=\"D\"),VLOOKUP(B1012,'Seasonal Customer Count'!$B:$P,8,FALSE),IF(C1012=\"W\",VLOOKUP(B1012,'Seasonal Customer Count'!$B:$P,16,FALSE),\"Check\")),0)","v":0},{"$f":"Summary!$D$8*(K1012*'Average Project Size'!$F$6+L1012*'Average Project Size'!$F$7+M1012*'Average Project Size'!$F$8+N1012*'Average Project Size'!$F$10+O1012*'Average Project Size'!$F$9)/1000","v":5.8461812599434573E-2},{"$f":"Summary!$D$8*(K1012*F1012*'Average Project Size'!$F$6+L1012*G1012*'Average Project Size'!$F$7+M1012*H1012*'Average Project Size'!$F$8+N1012*I1012*'Average Project Size'!$F$10+O1012*J1012*'Average Project Size'!$F$9)/1000","v":1.7714162934883499E-2}]
[null,{"$f":"'Peak Identification'!B1011","v":"USTK18"},{"$f":"'Peak Identification'!D1011","v":"S"},{"$f":"'Peak Identification'!E1011","v":18},{"$f":"VLOOKUP($D1013,'DER Output'!$S$17:$X$41,6,FALSE)","v":0.16032398020038169},{"$f":"IF($C1013=\"S\",VLOOKUP($D1013,'DER Output'!$S$18:$W$41,2,FALSE),VLOOKUP($D1013,'DER Output'!$S$18:$W$41,3,FALSE))","v":0.17224423800777711},{"$f":"IF($C1013=\"S\",VLOOKUP($D1013,'DER Output'!$S$18:$W$41,4,FALSE),VLOOKUP($D1013,'DER Output'!$S$18:$W$41,5,FALSE))","v":0.17224423800777711},{"$f":"IF($C1013=\"S\",VLOOKUP($D1013,'DER Output'!$S$18:$W$41,4,FALSE),VLOOKUP($D1013,'DER Output'!$S$18:$W$41,5,FALSE))","v":0.17224423800777711},{"$f":"IF($C1013=\"S\",VLOOKUP($D1013,'DER Output'!$S$18:$W$41,4,FALSE),VLOOKUP($D1013,'DER Output'!$S$18:$W$41,5,FALSE))","v":0.17224423800777711},{"$f":"IF($C1013=\"S\",VLOOKUP($D1013,'DER Output'!$S$18:$W$41,4,FALSE),VLOOKUP($D1013,'DER Output'!$S$18:$W$41,5,FALSE))","v":0.17224423800777711},{"$f":"IFERROR(IF(OR(C1013=\"S\",C1013=\"D\"),VLOOKUP(B1013,'Seasonal Customer Count'!$B:$I,4,FALSE),IF(C1013=\"W\",VLOOKUP(B1013,'Seasonal Customer Count'!$B:$P,12,FALSE),\"Check\")),0)","v":1078},{"$f":"IFERROR(IF(OR(C1013=\"S\",C1013=\"D\"),VLOOKUP(B1013,'Seasonal Customer Count'!$B:$P,5,FALSE),IF(C1013=\"W\",VLOOKUP(B1013,'Seasonal Customer Count'!$B:$P,13,FALSE),\"Check\")),0)","v":19},{"$f":"IFERROR(IF(OR(C1013=\"S\",C1013=\"D\"),VLOOKUP(B1013,'Seasonal Customer Count'!$B:$P,6,FALSE),IF(C1013=\"W\",VLOOKUP(B1013,'Seasonal Customer Count'!$B:$P,14,FALSE),\"Check\")),0)","v":15},{"$f":"IFERROR(IF(OR(C1013=\"S\",C1013=\"D\"),VLOOKUP(B1013,'Seasonal Customer Count'!$B:$P,7,FALSE),IF(C1013=\"W\",VLOOKUP(B1013,'Seasonal Customer Count'!$B:$P,15,FALSE),\"Check\")),0)","v":1},{"$f":"IFERROR(IF(OR(C1013=\"S\",C1013=\"D\"),VLOOKUP(B1013,'Seasonal Customer Count'!$B:$P,8,FALSE),IF(C1013=\"W\",VLOOKUP(B1013,'Seasonal Customer Count'!$B:$P,16,FALSE),\"Check\")),0)","v":0},{"$f":"Summary!$D$8*(K1013*'Average Project Size'!$F$6+L1013*'Average Project Size'!$F$7+M1013*'Average Project Size'!$F$8+N1013*'Average Project Size'!$F$10+O1013*'Average Project Size'!$F$9)/1000","v":4.9756515708218312E-2},{"$f":"Summary!$D$8*(K1013*F1013*'Average Project Size'!$F$6+L1013*G1013*'Average Project Size'!$F$7+M1013*H1013*'Average Project Size'!$F$8+N1013*I1013*'Average Project Size'!$F$10+O1013*J1013*'Average Project Size'!$F$9)/1000","v":8.5702731340840544E-3}]
[null,{"$f":"'Peak Identification'!B1012","v":"USTK T-131"},{"$f":"'Peak Identification'!D1012","v":"S"},{"$f":"'Peak Identification'!E1012","v":18},{"$f":"VLOOKUP($D1014,'DER Output'!$S$17:$X$41,6,FALSE)","v":0.16032398020038169},{"$f":"IF($C1014=\"S\",VLOOKUP($D1014,'DER Output'!$S$18:$W$41,2,FALSE),VLOOKUP($D1014,'DER Output'!$S$18:$W$41,3,FALSE))","v":0.17224423800777711},{"$f":"IF($C1014=\"S\",VLOOKUP($D1014,'DER Output'!$S$18:$W$41,4,FALSE),VLOOKUP($D1014,'DER Output'!$S$18:$W$41,5,FALSE))","v":0.17224423800777711},{"$f":"IF($C1014=\"S\",VLOOKUP($D1014,'DER Output'!$S$18:$W$41,4,FALSE),VLOOKUP($D1014,'DER Output'!$S$18:$W$41,5,FALSE))","v":0.17224423800777711},{"$f":"IF($C1014=\"S\",VLOOKUP($D1014,'DER Output'!$S$18:$W$41,4,FALSE),VLOOKUP($D1014,'DER Output'!$S$18:$W$41,5,FALSE))","v":0.17224423800777711},{"$f":"IF($C1014=\"S\",VLOOKUP($D1014,'DER Output'!$S$18:$W$41,4,FALSE),VLOOKUP($D1014,'DER Output'!$S$18:$W$41,5,FALSE))","v":0.17224423800777711},{"$f":"IFERROR(IF(OR(C1014=\"S\",C1014=\"D\"),VLOOKUP(B1014,'Seasonal Customer Count'!$B:$I,4,FALSE),IF(C1014=\"W\",VLOOKUP(B1014,'Seasonal Customer Count'!$B:$P,12,FALSE),\"Check\")),0)","v":4642},{"$f":"IFERROR(IF(OR(C1014=\"S\",C1014=\"D\"),VLOOKUP(B1014,'Seasonal Customer Count'!$B:$P,5,FALSE),IF(C1014=\"W\",VLOOKUP(B1014,'Seasonal Customer Count'!$B:$P,13,FALSE),\"Check\")),0)","v":62},{"$f":"IFERROR(IF(OR(C1014=\"S\",C1014=\"D\"),VLOOKUP(B1014,'Seasonal Customer Count'!$B:$P,6,FALSE),IF(C1014=\"W\",VLOOKUP(B1014,'Seasonal Customer Count'!$B:$P,14,FALSE),\"Check\")),0)","v":150},{"$f":"IFERROR(IF(OR(C1014=\"S\",C1014=\"D\"),VLOOKUP(B1014,'Seasonal Customer Count'!$B:$P,7,FALSE),IF(C1014=\"W\",VLOOKUP(B1014,'Seasonal Customer Count'!$B:$P,15,FALSE),\"Check\")),0)","v":0},{"$f":"IFERROR(IF(OR(C1014=\"S\",C1014=\"D\"),VLOOKUP(B1014,'Seasonal Customer Count'!$B:$P,8,FALSE),IF(C1014=\"W\",VLOOKUP(B1014,'Seasonal Customer Count'!$B:$P,16,FALSE),\"Check\")),0)","v":0},{"$f":"Summary!$D$8*(K1014*'Average Project Size'!$F$6+L1014*'Average Project Size'!$F$7+M1014*'Average Project Size'!$F$8+N1014*'Average Project Size'!$F$10+O1014*'Average Project Size'!$F$9)/1000","v":0.21485223680321372},{"$f":"Summary!$D$8*(K1014*F1014*'Average Project Size'!$F$6+L1014*G1014*'Average Project Size'!$F$7+M1014*H1014*'Average Project Size'!$F$8+N1014*I1014*'Average Project Size'!$F$10+O1014*J1014*'Average Project Size'!$F$9)/1000","v":3.700705981243603E-2}]
[null,{"$f":"'Peak Identification'!B1013","v":"USTK T-132"},{"$f":"'Peak Identification'!D1013","v":"S"},{"$f":"'Peak Identification'!E1013","v":16},{"$f":"VLOOKUP($D1015,'DER Output'!$S$17:$X$41,6,FALSE)","v":0.22644022312513051},{"$f":"IF($C1015=\"S\",VLOOKUP($D1015,'DER Output'!$S$18:$W$41,2,FALSE),VLOOKUP($D1015,'DER Output'!$S$18:$W$41,3,FALSE))","v":0.44781407722569133},{"$f":"IF($C1015=\"S\",VLOOKUP($D1015,'DER Output'!$S$18:$W$41,4,FALSE),VLOOKUP($D1015,'DER Output'!$S$18:$W$41,5,FALSE))","v":0.44781407722569133},{"$f":"IF($C1015=\"S\",VLOOKUP($D1015,'DER Output'!$S$18:$W$41,4,FALSE),VLOOKUP($D1015,'DER Output'!$S$18:$W$41,5,FALSE))","v":0.44781407722569133},{"$f":"IF($C1015=\"S\",VLOOKUP($D1015,'DER Output'!$S$18:$W$41,4,FALSE),VLOOKUP($D1015,'DER Output'!$S$18:$W$41,5,FALSE))","v":0.44781407722569133},{"$f":"IF($C1015=\"S\",VLOOKUP($D1015,'DER Output'!$S$18:$W$41,4,FALSE),VLOOKUP($D1015,'DER Output'!$S$18:$W$41,5,FALSE))","v":0.44781407722569133},{"$f":"IFERROR(IF(OR(C1015=\"S\",C1015=\"D\"),VLOOKUP(B1015,'Seasonal Customer Count'!$B:$I,4,FALSE),IF(C1015=\"W\",VLOOKUP(B1015,'Seasonal Customer Count'!$B:$P,12,FALSE),\"Check\")),0)","v":4398},{"$f":"IFERROR(IF(OR(C1015=\"S\",C1015=\"D\"),VLOOKUP(B1015,'Seasonal Customer Count'!$B:$P,5,FALSE),IF(C1015=\"W\",VLOOKUP(B1015,'Seasonal Customer Count'!$B:$P,13,FALSE),\"Check\")),0)","v":87},{"$f":"IFERROR(IF(OR(C1015=\"S\",C1015=\"D\"),VLOOKUP(B1015,'Seasonal Customer Count'!$B:$P,6,FALSE),IF(C1015=\"W\",VLOOKUP(B1015,'Seasonal Customer Count'!$B:$P,14,FALSE),\"Check\")),0)","v":162},{"$f":"IFERROR(IF(OR(C1015=\"S\",C1015=\"D\"),VLOOKUP(B1015,'Seasonal Customer Count'!$B:$P,7,FALSE),IF(C1015=\"W\",VLOOKUP(B1015,'Seasonal Customer Count'!$B:$P,15,FALSE),\"Check\")),0)","v":1},{"$f":"IFERROR(IF(OR(C1015=\"S\",C1015=\"D\"),VLOOKUP(B1015,'Seasonal Customer Count'!$B:$P,8,FALSE),IF(C1015=\"W\",VLOOKUP(B1015,'Seasonal Customer Count'!$B:$P,16,FALSE),\"Check\")),0)","v":0},{"$f":"Summary!$D$8*(K1015*'Average Project Size'!$F$6+L1015*'Average Project Size'!$F$7+M1015*'Average Project Size'!$F$8+N1015*'Average Project Size'!$F$10+O1015*'Average Project Size'!$F$9)/1000","v":0.2119868489315937},{"$f":"Summary!$D$8*(K1015*F1015*'Average Project Size'!$F$6+L1015*G1015*'Average Project Size'!$F$7+M1015*H1015*'Average Project Size'!$F$8+N1015*I1015*'Average Project Size'!$F$10+O1015*J1015*'Average Project Size'!$F$9)/1000","v":9.4930695138283672E-2}]
[null,{"$f":"'Peak Identification'!B1014","v":"VALE11"},{"$f":"'Peak Identification'!D1014","v":"W"},{"$f":"'Peak Identification'!E1014","v":8},{"$f":"VLOOKUP($D1016,'DER Output'!$S$17:$X$41,6,FALSE)","v":0},{"$f":"IF($C1016=\"S\",VLOOKUP($D1016,'DER Output'!$S$18:$W$41,2,FALSE),VLOOKUP($D1016,'DER Output'!$S$18:$W$41,3,FALSE))","v":2.4357194050013426E-2},{"$f":"IF($C1016=\"S\",VLOOKUP($D1016,'DER Output'!$S$18:$W$41,4,FALSE),VLOOKUP($D1016,'DER Output'!$S$18:$W$41,5,FALSE))","v":2.4357194050013426E-2},{"$f":"IF($C1016=\"S\",VLOOKUP($D1016,'DER Output'!$S$18:$W$41,4,FALSE),VLOOKUP($D1016,'DER Output'!$S$18:$W$41,5,FALSE))","v":2.4357194050013426E-2},{"$f":"IF($C1016=\"S\",VLOOKUP($D1016,'DER Output'!$S$18:$W$41,4,FALSE),VLOOKUP($D1016,'DER Output'!$S$18:$W$41,5,FALSE))","v":2.4357194050013426E-2},{"$f":"IF($C1016=\"S\",VLOOKUP($D1016,'DER Output'!$S$18:$W$41,4,FALSE),VLOOKUP($D1016,'DER Output'!$S$18:$W$41,5,FALSE))","v":2.4357194050013426E-2},{"$f":"IFERROR(IF(OR(C1016=\"S\",C1016=\"D\"),VLOOKUP(B1016,'Seasonal Customer Count'!$B:$I,4,FALSE),IF(C1016=\"W\",VLOOKUP(B1016,'Seasonal Customer Count'!$B:$P,12,FALSE),\"Check\")),0)","v":62},{"$f":"IFERROR(IF(OR(C1016=\"S\",C1016=\"D\"),VLOOKUP(B1016,'Seasonal Customer Count'!$B:$P,5,FALSE),IF(C1016=\"W\",VLOOKUP(B1016,'Seasonal Customer Count'!$B:$P,13,FALSE),\"Check\")),0)","v":27},{"$f":"IFERROR(IF(OR(C1016=\"S\",C1016=\"D\"),VLOOKUP(B1016,'Seasonal Customer Count'!$B:$P,6,FALSE),IF(C1016=\"W\",VLOOKUP(B1016,'Seasonal Customer Count'!$B:$P,14,FALSE),\"Check\")),0)","v":0},{"$f":"IFERROR(IF(OR(C1016=\"S\",C1016=\"D\"),VLOOKUP(B1016,'Seasonal Customer Count'!$B:$P,7,FALSE),IF(C1016=\"W\",VLOOKUP(B1016,'Seasonal Customer Count'!$B:$P,15,FALSE),\"Check\")),0)","v":59},{"$f":"IFERROR(IF(OR(C1016=\"S\",C1016=\"D\"),VLOOKUP(B1016,'Seasonal Customer Count'!$B:$P,8,FALSE),IF(C1016=\"W\",VLOOKUP(B1016,'Seasonal Customer Count'!$B:$P,16,FALSE),\"Check\")),0)","v":0},{"$f":"Summary!$D$8*(K1016*'Average Project Size'!$F$6+L1016*'Average Project Size'!$F$7+M1016*'Average Project Size'!$F$8+N1016*'Average Project Size'!$F$10+O1016*'Average Project Size'!$F$9)/1000","v":0.17763985166587165},{"$f":"Summary!$D$8*(K1016*F1016*'Average Project Size'!$F$6+L1016*G1016*'Average Project Size'!$F$7+M1016*H1016*'Average Project Size'!$F$8+N1016*I1016*'Average Project Size'!$F$10+O1016*J1016*'Average Project Size'!$F$9)/1000","v":4.3268083380412362E-3}]
[null,{"$f":"'Peak Identification'!B1015","v":"VALE12"},{"$f":"'Peak Identification'!D1015","v":"W"},{"$f":"'Peak Identification'!E1015","v":19},{"$f":"VLOOKUP($D1017,'DER Output'!$S$17:$X$41,6,FALSE)","v":0.11066797934994306},{"$f":"IF($C1017=\"S\",VLOOKUP($D1017,'DER Output'!$S$18:$W$41,2,FALSE),VLOOKUP($D1017,'DER Output'!$S$18:$W$41,3,FALSE))","v":1.9564765866800441E-4},{"$f":"IF($C1017=\"S\",VLOOKUP($D1017,'DER Output'!$S$18:$W$41,4,FALSE),VLOOKUP($D1017,'DER Output'!$S$18:$W$41,5,FALSE))","v":1.9564765866800441E-4},{"$f":"IF($C1017=\"S\",VLOOKUP($D1017,'DER Output'!$S$18:$W$41,4,FALSE),VLOOKUP($D1017,'DER Output'!$S$18:$W$41,5,FALSE))","v":1.9564765866800441E-4},{"$f":"IF($C1017=\"S\",VLOOKUP($D1017,'DER Output'!$S$18:$W$41,4,FALSE),VLOOKUP($D1017,'DER Output'!$S$18:$W$41,5,FALSE))","v":1.9564765866800441E-4},{"$f":"IF($C1017=\"S\",VLOOKUP($D1017,'DER Output'!$S$18:$W$41,4,FALSE),VLOOKUP($D1017,'DER Output'!$S$18:$W$41,5,FALSE))","v":1.9564765866800441E-4},{"$f":"IFERROR(IF(OR(C1017=\"S\",C1017=\"D\"),VLOOKUP(B1017,'Seasonal Customer Count'!$B:$I,4,FALSE),IF(C1017=\"W\",VLOOKUP(B1017,'Seasonal Customer Count'!$B:$P,12,FALSE),\"Check\")),0)","v":11},{"$f":"IFERROR(IF(OR(C1017=\"S\",C1017=\"D\"),VLOOKUP(B1017,'Seasonal Customer Count'!$B:$P,5,FALSE),IF(C1017=\"W\",VLOOKUP(B1017,'Seasonal Customer Count'!$B:$P,13,FALSE),\"Check\")),0)","v":3},{"$f":"IFERROR(IF(OR(C1017=\"S\",C1017=\"D\"),VLOOKUP(B1017,'Seasonal Customer Count'!$B:$P,6,FALSE),IF(C1017=\"W\",VLOOKUP(B1017,'Seasonal Customer Count'!$B:$P,14,FALSE),\"Check\")),0)","v":1},{"$f":"IFERROR(IF(OR(C1017=\"S\",C1017=\"D\"),VLOOKUP(B1017,'Seasonal Customer Count'!$B:$P,7,FALSE),IF(C1017=\"W\",VLOOKUP(B1017,'Seasonal Customer Count'!$B:$P,15,FALSE),\"Check\")),0)","v":25},{"$f":"IFERROR(IF(OR(C1017=\"S\",C1017=\"D\"),VLOOKUP(B1017,'Seasonal Customer Count'!$B:$P,8,FALSE),IF(C1017=\"W\",VLOOKUP(B1017,'Seasonal Customer Count'!$B:$P,16,FALSE),\"Check\")),0)","v":0},{"$f":"Summary!$D$8*(K1017*'Average Project Size'!$F$6+L1017*'Average Project Size'!$F$7+M1017*'Average Project Size'!$F$8+N1017*'Average Project Size'!$F$10+O1017*'Average Project Size'!$F$9)/1000","v":7.4217019817209309E-2},{"$f":"Summary!$D$8*(K1017*F1017*'Average Project Size'!$F$6+L1017*G1017*'Average Project Size'!$F$7+M1017*H1017*'Average Project Size'!$F$8+N1017*I1017*'Average Project Size'!$F$10+O1017*J1017*'Average Project Size'!$F$9)/1000","v":1.4520386160553886E-5}]
[null,{"$f":"'Peak Identification'!B1016","v":"VALE13"},{"$f":"'Peak Identification'!D1016","v":"S"},{"$f":"'Peak Identification'!E1016","v":17},{"$f":"VLOOKUP($D1018,'DER Output'!$S$17:$X$41,6,FALSE)","v":0.19174838710475617},{"$f":"IF($C1018=\"S\",VLOOKUP($D1018,'DER Output'!$S$18:$W$41,2,FALSE),VLOOKUP($D1018,'DER Output'!$S$18:$W$41,3,FALSE))","v":0.30300399777640191},{"$f":"IF($C1018=\"S\",VLOOKUP($D1018,'DER Output'!$S$18:$W$41,4,FALSE),VLOOKUP($D1018,'DER Output'!$S$18:$W$41,5,FALSE))","v":0.30300399777640191},{"$f":"IF($C1018=\"S\",VLOOKUP($D1018,'DER Output'!$S$18:$W$41,4,FALSE),VLOOKUP($D1018,'DER Output'!$S$18:$W$41,5,FALSE))","v":0.30300399777640191},{"$f":"IF($C1018=\"S\",VLOOKUP($D1018,'DER Output'!$S$18:$W$41,4,FALSE),VLOOKUP($D1018,'DER Output'!$S$18:$W$41,5,FALSE))","v":0.30300399777640191},{"$f":"IF($C1018=\"S\",VLOOKUP($D1018,'DER Output'!$S$18:$W$41,4,FALSE),VLOOKUP($D1018,'DER Output'!$S$18:$W$41,5,FALSE))","v":0.30300399777640191},{"$f":"IFERROR(IF(OR(C1018=\"S\",C1018=\"D\"),VLOOKUP(B1018,'Seasonal Customer Count'!$B:$I,4,FALSE),IF(C1018=\"W\",VLOOKUP(B1018,'Seasonal Customer Count'!$B:$P,12,FALSE),\"Check\")),0)","v":345},{"$f":"IFERROR(IF(OR(C1018=\"S\",C1018=\"D\"),VLOOKUP(B1018,'Seasonal Customer Count'!$B:$P,5,FALSE),IF(C1018=\"W\",VLOOKUP(B1018,'Seasonal Customer Count'!$B:$P,13,FALSE),\"Check\")),0)","v":66},{"$f":"IFERROR(IF(OR(C1018=\"S\",C1018=\"D\"),VLOOKUP(B1018,'Seasonal Customer Count'!$B:$P,6,FALSE),IF(C1018=\"W\",VLOOKUP(B1018,'Seasonal Customer Count'!$B:$P,14,FALSE),\"Check\")),0)","v":8},{"$f":"IFERROR(IF(OR(C1018=\"S\",C1018=\"D\"),VLOOKUP(B1018,'Seasonal Customer Count'!$B:$P,7,FALSE),IF(C1018=\"W\",VLOOKUP(B1018,'Seasonal Customer Count'!$B:$P,15,FALSE),\"Check\")),0)","v":0},{"$f":"IFERROR(IF(OR(C1018=\"S\",C1018=\"D\"),VLOOKUP(B1018,'Seasonal Customer Count'!$B:$P,8,FALSE),IF(C1018=\"W\",VLOOKUP(B1018,'Seasonal Customer Count'!$B:$P,16,FALSE),\"Check\")),0)","v":129},{"$f":"Summary!$D$8*(K1018*'Average Project Size'!$F$6+L1018*'Average Project Size'!$F$7+M1018*'Average Project Size'!$F$8+N1018*'Average Project Size'!$F$10+O1018*'Average Project Size'!$F$9)/1000","v":0.10197731593587282},{"$f":"Summary!$D$8*(K1018*F1018*'Average Project Size'!$F$6+L1018*G1018*'Average Project Size'!$F$7+M1018*H1018*'Average Project Size'!$F$8+N1018*I1018*'Average Project Size'!$F$10+O1018*J1018*'Average Project Size'!$F$9)/1000","v":3.0899534411076648E-2}]
[null,{"$f":"'Peak Identification'!B1017","v":"VALE14"},{"$f":"'Peak Identification'!D1017","v":"S"},{"$f":"'Peak Identification'!E1017","v":14},{"$f":"VLOOKUP($D1019,'DER Output'!$S$17:$X$41,6,FALSE)","v":0.26694349499860076},{"$f":"IF($C1019=\"S\",VLOOKUP($D1019,'DER Output'!$S$18:$W$41,2,FALSE),VLOOKUP($D1019,'DER Output'!$S$18:$W$41,3,FALSE))","v":0.65426593965075153},{"$f":"IF($C1019=\"S\",VLOOKUP($D1019,'DER Output'!$S$18:$W$41,4,FALSE),VLOOKUP($D1019,'DER Output'!$S$18:$W$41,5,FALSE))","v":0.65426593965075153},{"$f":"IF($C1019=\"S\",VLOOKUP($D1019,'DER Output'!$S$18:$W$41,4,FALSE),VLOOKUP($D1019,'DER Output'!$S$18:$W$41,5,FALSE))","v":0.65426593965075153},{"$f":"IF($C1019=\"S\",VLOOKUP($D1019,'DER Output'!$S$18:$W$41,4,FALSE),VLOOKUP($D1019,'DER Output'!$S$18:$W$41,5,FALSE))","v":0.65426593965075153},{"$f":"IF($C1019=\"S\",VLOOKUP($D1019,'DER Output'!$S$18:$W$41,4,FALSE),VLOOKUP($D1019,'DER Output'!$S$18:$W$41,5,FALSE))","v":0.65426593965075153},{"$f":"IFERROR(IF(OR(C1019=\"S\",C1019=\"D\"),VLOOKUP(B1019,'Seasonal Customer Count'!$B:$I,4,FALSE),IF(C1019=\"W\",VLOOKUP(B1019,'Seasonal Customer Count'!$B:$P,12,FALSE),\"Check\")),0)","v":162},{"$f":"IFERROR(IF(OR(C1019=\"S\",C1019=\"D\"),VLOOKUP(B1019,'Seasonal Customer Count'!$B:$P,5,FALSE),IF(C1019=\"W\",VLOOKUP(B1019,'Seasonal Customer Count'!$B:$P,13,FALSE),\"Check\")),0)","v":35},{"$f":"IFERROR(IF(OR(C1019=\"S\",C1019=\"D\"),VLOOKUP(B1019,'Seasonal Customer Count'!$B:$P,6,FALSE),IF(C1019=\"W\",VLOOKUP(B1019,'Seasonal Customer Count'!$B:$P,14,FALSE),\"Check\")),0)","v":2},{"$f":"IFERROR(IF(OR(C1019=\"S\",C1019=\"D\"),VLOOKUP(B1019,'Seasonal Customer Count'!$B:$P,7,FALSE),IF(C1019=\"W\",VLOOKUP(B1019,'Seasonal Customer Count'!$B:$P,15,FALSE),\"Check\")),0)","v":0},{"$f":"IFERROR(IF(OR(C1019=\"S\",C1019=\"D\"),VLOOKUP(B1019,'Seasonal Customer Count'!$B:$P,8,FALSE),IF(C1019=\"W\",VLOOKUP(B1019,'Seasonal Customer Count'!$B:$P,16,FALSE),\"Check\")),0)","v":100},{"$f":"Summary!$D$8*(K1019*'Average Project Size'!$F$6+L1019*'Average Project Size'!$F$7+M1019*'Average Project Size'!$F$8+N1019*'Average Project Size'!$F$10+O1019*'Average Project Size'!$F$9)/1000","v":7.2953062389874659E-2},{"$f":"Summary!$D$8*(K1019*F1019*'Average Project Size'!$F$6+L1019*G1019*'Average Project Size'!$F$7+M1019*H1019*'Average Project Size'!$F$8+N1019*I1019*'Average Project Size'!$F$10+O1019*J1019*'Average Project Size'!$F$9)/1000","v":4.7730703914911243E-2}]
[null,{"$f":"'Peak Identification'!B1018","v":"VALE15"},{"$f":"'Peak Identification'!D1018","v":"S"},{"$f":"'Peak Identification'!E1018","v":17},{"$f":"VLOOKUP($D1020,'DER Output'!$S$17:$X$41,6,FALSE)","v":0.19174838710475617},{"$f":"IF($C1020=\"S\",VLOOKUP($D1020,'DER Output'!$S$18:$W$41,2,FALSE),VLOOKUP($D1020,'DER Output'!$S$18:$W$41,3,FALSE))","v":0.30300399777640191},{"$f":"IF($C1020=\"S\",VLOOKUP($D1020,'DER Output'!$S$18:$W$41,4,FALSE),VLOOKUP($D1020,'DER Output'!$S$18:$W$41,5,FALSE))","v":0.30300399777640191},{"$f":"IF($C1020=\"S\",VLOOKUP($D1020,'DER Output'!$S$18:$W$41,4,FALSE),VLOOKUP($D1020,'DER Output'!$S$18:$W$41,5,FALSE))","v":0.30300399777640191},{"$f":"IF($C1020=\"S\",VLOOKUP($D1020,'DER Output'!$S$18:$W$41,4,FALSE),VLOOKUP($D1020,'DER Output'!$S$18:$W$41,5,FALSE))","v":0.30300399777640191},{"$f":"IF($C1020=\"S\",VLOOKUP($D1020,'DER Output'!$S$18:$W$41,4,FALSE),VLOOKUP($D1020,'DER Output'!$S$18:$W$41,5,FALSE))","v":0.30300399777640191},{"$f":"IFERROR(IF(OR(C1020=\"S\",C1020=\"D\"),VLOOKUP(B1020,'Seasonal Customer Count'!$B:$I,4,FALSE),IF(C1020=\"W\",VLOOKUP(B1020,'Seasonal Customer Count'!$B:$P,12,FALSE),\"Check\")),0)","v":245},{"$f":"IFERROR(IF(OR(C1020=\"S\",C1020=\"D\"),VLOOKUP(B1020,'Seasonal Customer Count'!$B:$P,5,FALSE),IF(C1020=\"W\",VLOOKUP(B1020,'Seasonal Customer Count'!$B:$P,13,FALSE),\"Check\")),0)","v":63},{"$f":"IFERROR(IF(OR(C1020=\"S\",C1020=\"D\"),VLOOKUP(B1020,'Seasonal Customer Count'!$B:$P,6,FALSE),IF(C1020=\"W\",VLOOKUP(B1020,'Seasonal Customer Count'!$B:$P,14,FALSE),\"Check\")),0)","v":21},{"$f":"IFERROR(IF(OR(C1020=\"S\",C1020=\"D\"),VLOOKUP(B1020,'Seasonal Customer Count'!$B:$P,7,FALSE),IF(C1020=\"W\",VLOOKUP(B1020,'Seasonal Customer Count'!$B:$P,15,FALSE),\"Check\")),0)","v":0},{"$f":"IFERROR(IF(OR(C1020=\"S\",C1020=\"D\"),VLOOKUP(B1020,'Seasonal Customer Count'!$B:$P,8,FALSE),IF(C1020=\"W\",VLOOKUP(B1020,'Seasonal Customer Count'!$B:$P,16,FALSE),\"Check\")),0)","v":115},{"$f":"Summary!$D$8*(K1020*'Average Project Size'!$F$6+L1020*'Average Project Size'!$F$7+M1020*'Average Project Size'!$F$8+N1020*'Average Project Size'!$F$10+O1020*'Average Project Size'!$F$9)/1000","v":9.1113908206343547E-2},{"$f":"Summary!$D$8*(K1020*F1020*'Average Project Size'!$F$6+L1020*G1020*'Average Project Size'!$F$7+M1020*H1020*'Average Project Size'!$F$8+N1020*I1020*'Average Project Size'!$F$10+O1020*J1020*'Average Project Size'!$F$9)/1000","v":2.7607878439554208E-2}]
[null,{"$f":"'Peak Identification'!B1019","v":"VALE T-061"},{"$f":"'Peak Identification'!D1019","v":"W"},{"$f":"'Peak Identification'!E1019","v":8},{"$f":"VLOOKUP($D1021,'DER Output'!$S$17:$X$41,6,FALSE)","v":0},{"$f":"IF($C1021=\"S\",VLOOKUP($D1021,'DER Output'!$S$18:$W$41,2,FALSE),VLOOKUP($D1021,'DER Output'!$S$18:$W$41,3,FALSE))","v":2.4357194050013426E-2},{"$f":"IF($C1021=\"S\",VLOOKUP($D1021,'DER Output'!$S$18:$W$41,4,FALSE),VLOOKUP($D1021,'DER Output'!$S$18:$W$41,5,FALSE))","v":2.4357194050013426E-2},{"$f":"IF($C1021=\"S\",VLOOKUP($D1021,'DER Output'!$S$18:$W$41,4,FALSE),VLOOKUP($D1021,'DER Output'!$S$18:$W$41,5,FALSE))","v":2.4357194050013426E-2},{"$f":"IF($C1021=\"S\",VLOOKUP($D1021,'DER Output'!$S$18:$W$41,4,FALSE),VLOOKUP($D1021,'DER Output'!$S$18:$W$41,5,FALSE))","v":2.4357194050013426E-2},{"$f":"IF($C1021=\"S\",VLOOKUP($D1021,'DER Output'!$S$18:$W$41,4,FALSE),VLOOKUP($D1021,'DER Output'!$S$18:$W$41,5,FALSE))","v":2.4357194050013426E-2},{"$f":"IFERROR(IF(OR(C1021=\"S\",C1021=\"D\"),VLOOKUP(B1021,'Seasonal Customer Count'!$B:$I,4,FALSE),IF(C1021=\"W\",VLOOKUP(B1021,'Seasonal Customer Count'!$B:$P,12,FALSE),\"Check\")),0)","v":73},{"$f":"IFERROR(IF(OR(C1021=\"S\",C1021=\"D\"),VLOOKUP(B1021,'Seasonal Customer Count'!$B:$P,5,FALSE),IF(C1021=\"W\",VLOOKUP(B1021,'Seasonal Customer Count'!$B:$P,13,FALSE),\"Check\")),0)","v":72},{"$f":"IFERROR(IF(OR(C1021=\"S\",C1021=\"D\"),VLOOKUP(B1021,'Seasonal Customer Count'!$B:$P,6,FALSE),IF(C1021=\"W\",VLOOKUP(B1021,'Seasonal Customer Count'!$B:$P,14,FALSE),\"Check\")),0)","v":0},{"$f":"IFERROR(IF(OR(C1021=\"S\",C1021=\"D\"),VLOOKUP(B1021,'Seasonal Customer Count'!$B:$P,7,FALSE),IF(C1021=\"W\",VLOOKUP(B1021,'Seasonal Customer Count'!$B:$P,15,FALSE),\"Check\")),0)","v":1},{"$f":"IFERROR(IF(OR(C1021=\"S\",C1021=\"D\"),VLOOKUP(B1021,'Seasonal Customer Count'!$B:$P,8,FALSE),IF(C1021=\"W\",VLOOKUP(B1021,'Seasonal Customer Count'!$B:$P,16,FALSE),\"Check\")),0)","v":0},{"$f":"Summary!$D$8*(K1021*'Average Project Size'!$F$6+L1021*'Average Project Size'!$F$7+M1021*'Average Project Size'!$F$8+N1021*'Average Project Size'!$F$10+O1021*'Average Project Size'!$F$9)/1000","v":1.11180397353388E-2},{"$f":"Summary!$D$8*(K1021*F1021*'Average Project Size'!$F$6+L1021*G1021*'Average Project Size'!$F$7+M1021*H1021*'Average Project Size'!$F$8+N1021*I1021*'Average Project Size'!$F$10+O1021*J1021*'Average Project Size'!$F$9)/1000","v":2.7080425128940712E-4}]
[null,{"$f":"'Peak Identification'!B1020","v":"VLVU11"},{"$f":"'Peak Identification'!D1020","v":"S"},{"$f":"'Peak Identification'!E1020","v":18},{"$f":"VLOOKUP($D1022,'DER Output'!$S$17:$X$41,6,FALSE)","v":0.16032398020038169},{"$f":"IF($C1022=\"S\",VLOOKUP($D1022,'DER Output'!$S$18:$W$41,2,FALSE),VLOOKUP($D1022,'DER Output'!$S$18:$W$41,3,FALSE))","v":0.17224423800777711},{"$f":"IF($C1022=\"S\",VLOOKUP($D1022,'DER Output'!$S$18:$W$41,4,FALSE),VLOOKUP($D1022,'DER Output'!$S$18:$W$41,5,FALSE))","v":0.17224423800777711},{"$f":"IF($C1022=\"S\",VLOOKUP($D1022,'DER Output'!$S$18:$W$41,4,FALSE),VLOOKUP($D1022,'DER Output'!$S$18:$W$41,5,FALSE))","v":0.17224423800777711},{"$f":"IF($C1022=\"S\",VLOOKUP($D1022,'DER Output'!$S$18:$W$41,4,FALSE),VLOOKUP($D1022,'DER Output'!$S$18:$W$41,5,FALSE))","v":0.17224423800777711},{"$f":"IF($C1022=\"S\",VLOOKUP($D1022,'DER Output'!$S$18:$W$41,4,FALSE),VLOOKUP($D1022,'DER Output'!$S$18:$W$41,5,FALSE))","v":0.17224423800777711},{"$f":"IFERROR(IF(OR(C1022=\"S\",C1022=\"D\"),VLOOKUP(B1022,'Seasonal Customer Count'!$B:$I,4,FALSE),IF(C1022=\"W\",VLOOKUP(B1022,'Seasonal Customer Count'!$B:$P,12,FALSE),\"Check\")),0)","v":1373},{"$f":"IFERROR(IF(OR(C1022=\"S\",C1022=\"D\"),VLOOKUP(B1022,'Seasonal Customer Count'!$B:$P,5,FALSE),IF(C1022=\"W\",VLOOKUP(B1022,'Seasonal Customer Count'!$B:$P,13,FALSE),\"Check\")),0)","v":33},{"$f":"IFERROR(IF(OR(C1022=\"S\",C1022=\"D\"),VLOOKUP(B1022,'Seasonal Customer Count'!$B:$P,6,FALSE),IF(C1022=\"W\",VLOOKUP(B1022,'Seasonal Customer Count'!$B:$P,14,FALSE),\"Check\")),0)","v":30},{"$f":"IFERROR(IF(OR(C1022=\"S\",C1022=\"D\"),VLOOKUP(B1022,'Seasonal Customer Count'!$B:$P,7,FALSE),IF(C1022=\"W\",VLOOKUP(B1022,'Seasonal Customer Count'!$B:$P,15,FALSE),\"Check\")),0)","v":0},{"$f":"IFERROR(IF(OR(C1022=\"S\",C1022=\"D\"),VLOOKUP(B1022,'Seasonal Customer Count'!$B:$P,8,FALSE),IF(C1022=\"W\",VLOOKUP(B1022,'Seasonal Customer Count'!$B:$P,16,FALSE),\"Check\")),0)","v":19},{"$f":"Summary!$D$8*(K1022*'Average Project Size'!$F$6+L1022*'Average Project Size'!$F$7+M1022*'Average Project Size'!$F$8+N1022*'Average Project Size'!$F$10+O1022*'Average Project Size'!$F$9)/1000","v":7.4237624570289151E-2},{"$f":"Summary!$D$8*(K1022*F1022*'Average Project Size'!$F$6+L1022*G1022*'Average Project Size'!$F$7+M1022*H1022*'Average Project Size'!$F$8+N1022*I1022*'Average Project Size'!$F$10+O1022*J1022*'Average Project Size'!$F$9)/1000","v":1.2787003075616888E-2}]
[null,{"$f":"'Peak Identification'!B1021","v":"VLVU12"},{"$f":"'Peak Identification'!D1021","v":"S"},{"$f":"'Peak Identification'!E1021","v":18},{"$f":"VLOOKUP($D1023,'DER Output'!$S$17:$X$41,6,FALSE)","v":0.16032398020038169},{"$f":"IF($C1023=\"S\",VLOOKUP($D1023,'DER Output'!$S$18:$W$41,2,FALSE),VLOOKUP($D1023,'DER Output'!$S$18:$W$41,3,FALSE))","v":0.17224423800777711},{"$f":"IF($C1023=\"S\",VLOOKUP($D1023,'DER Output'!$S$18:$W$41,4,FALSE),VLOOKUP($D1023,'DER Output'!$S$18:$W$41,5,FALSE))","v":0.17224423800777711},{"$f":"IF($C1023=\"S\",VLOOKUP($D1023,'DER Output'!$S$18:$W$41,4,FALSE),VLOOKUP($D1023,'DER Output'!$S$18:$W$41,5,FALSE))","v":0.17224423800777711},{"$f":"IF($C1023=\"S\",VLOOKUP($D1023,'DER Output'!$S$18:$W$41,4,FALSE),VLOOKUP($D1023,'DER Output'!$S$18:$W$41,5,FALSE))","v":0.17224423800777711},{"$f":"IF($C1023=\"S\",VLOOKUP($D1023,'DER Output'!$S$18:$W$41,4,FALSE),VLOOKUP($D1023,'DER Output'!$S$18:$W$41,5,FALSE))","v":0.17224423800777711},{"$f":"IFERROR(IF(OR(C1023=\"S\",C1023=\"D\"),VLOOKUP(B1023,'Seasonal Customer Count'!$B:$I,4,FALSE),IF(C1023=\"W\",VLOOKUP(B1023,'Seasonal Customer Count'!$B:$P,12,FALSE),\"Check\")),0)","v":100},{"$f":"IFERROR(IF(OR(C1023=\"S\",C1023=\"D\"),VLOOKUP(B1023,'Seasonal Customer Count'!$B:$P,5,FALSE),IF(C1023=\"W\",VLOOKUP(B1023,'Seasonal Customer Count'!$B:$P,13,FALSE),\"Check\")),0)","v":0},{"$f":"IFERROR(IF(OR(C1023=\"S\",C1023=\"D\"),VLOOKUP(B1023,'Seasonal Customer Count'!$B:$P,6,FALSE),IF(C1023=\"W\",VLOOKUP(B1023,'Seasonal Customer Count'!$B:$P,14,FALSE),\"Check\")),0)","v":4},{"$f":"IFERROR(IF(OR(C1023=\"S\",C1023=\"D\"),VLOOKUP(B1023,'Seasonal Customer Count'!$B:$P,7,FALSE),IF(C1023=\"W\",VLOOKUP(B1023,'Seasonal Customer Count'!$B:$P,15,FALSE),\"Check\")),0)","v":1},{"$f":"IFERROR(IF(OR(C1023=\"S\",C1023=\"D\"),VLOOKUP(B1023,'Seasonal Customer Count'!$B:$P,8,FALSE),IF(C1023=\"W\",VLOOKUP(B1023,'Seasonal Customer Count'!$B:$P,16,FALSE),\"Check\")),0)","v":0},{"$f":"Summary!$D$8*(K1023*'Average Project Size'!$F$6+L1023*'Average Project Size'!$F$7+M1023*'Average Project Size'!$F$8+N1023*'Average Project Size'!$F$10+O1023*'Average Project Size'!$F$9)/1000","v":7.5981796056988037E-3},{"$f":"Summary!$D$8*(K1023*F1023*'Average Project Size'!$F$6+L1023*G1023*'Average Project Size'!$F$7+M1023*H1023*'Average Project Size'!$F$8+N1023*I1023*'Average Project Size'!$F$10+O1023*J1023*'Average Project Size'!$F$9)/1000","v":1.3087426564298227E-3}]
[null,{"$f":"'Peak Identification'!B1022","v":"VLVU13"},{"$f":"'Peak Identification'!D1022","v":"S"},{"$f":"'Peak Identification'!E1022","v":17},{"$f":"VLOOKUP($D1024,'DER Output'!$S$17:$X$41,6,FALSE)","v":0.19174838710475617},{"$f":"IF($C1024=\"S\",VLOOKUP($D1024,'DER Output'!$S$18:$W$41,2,FALSE),VLOOKUP($D1024,'DER Output'!$S$18:$W$41,3,FALSE))","v":0.30300399777640191},{"$f":"IF($C1024=\"S\",VLOOKUP($D1024,'DER Output'!$S$18:$W$41,4,FALSE),VLOOKUP($D1024,'DER Output'!$S$18:$W$41,5,FALSE))","v":0.30300399777640191},{"$f":"IF($C1024=\"S\",VLOOKUP($D1024,'DER Output'!$S$18:$W$41,4,FALSE),VLOOKUP($D1024,'DER Output'!$S$18:$W$41,5,FALSE))","v":0.30300399777640191},{"$f":"IF($C1024=\"S\",VLOOKUP($D1024,'DER Output'!$S$18:$W$41,4,FALSE),VLOOKUP($D1024,'DER Output'!$S$18:$W$41,5,FALSE))","v":0.30300399777640191},{"$f":"IF($C1024=\"S\",VLOOKUP($D1024,'DER Output'!$S$18:$W$41,4,FALSE),VLOOKUP($D1024,'DER Output'!$S$18:$W$41,5,FALSE))","v":0.30300399777640191},{"$f":"IFERROR(IF(OR(C1024=\"S\",C1024=\"D\"),VLOOKUP(B1024,'Seasonal Customer Count'!$B:$I,4,FALSE),IF(C1024=\"W\",VLOOKUP(B1024,'Seasonal Customer Count'!$B:$P,12,FALSE),\"Check\")),0)","v":906},{"$f":"IFERROR(IF(OR(C1024=\"S\",C1024=\"D\"),VLOOKUP(B1024,'Seasonal Customer Count'!$B:$P,5,FALSE),IF(C1024=\"W\",VLOOKUP(B1024,'Seasonal Customer Count'!$B:$P,13,FALSE),\"Check\")),0)","v":44},{"$f":"IFERROR(IF(OR(C1024=\"S\",C1024=\"D\"),VLOOKUP(B1024,'Seasonal Customer Count'!$B:$P,6,FALSE),IF(C1024=\"W\",VLOOKUP(B1024,'Seasonal Customer Count'!$B:$P,14,FALSE),\"Check\")),0)","v":36},{"$f":"IFERROR(IF(OR(C1024=\"S\",C1024=\"D\"),VLOOKUP(B1024,'Seasonal Customer Count'!$B:$P,7,FALSE),IF(C1024=\"W\",VLOOKUP(B1024,'Seasonal Customer Count'!$B:$P,15,FALSE),\"Check\")),0)","v":2},{"$f":"IFERROR(IF(OR(C1024=\"S\",C1024=\"D\"),VLOOKUP(B1024,'Seasonal Customer Count'!$B:$P,8,FALSE),IF(C1024=\"W\",VLOOKUP(B1024,'Seasonal Customer Count'!$B:$P,16,FALSE),\"Check\")),0)","v":34},{"$f":"Summary!$D$8*(K1024*'Average Project Size'!$F$6+L1024*'Average Project Size'!$F$7+M1024*'Average Project Size'!$F$8+N1024*'Average Project Size'!$F$10+O1024*'Average Project Size'!$F$9)/1000","v":7.2925763332757354E-2},{"$f":"Summary!$D$8*(K1024*F1024*'Average Project Size'!$F$6+L1024*G1024*'Average Project Size'!$F$7+M1024*H1024*'Average Project Size'!$F$8+N1024*I1024*'Average Project Size'!$F$10+O1024*J1024*'Average Project Size'!$F$9)/1000","v":2.2096797830721222E-2}]
[null,{"$f":"'Peak Identification'!B1023","v":"VLVU14"},{"$f":"'Peak Identification'!D1023","v":"W"},{"$f":"'Peak Identification'!E1023","v":18},{"$f":"VLOOKUP($D1025,'DER Output'!$S$17:$X$41,6,FALSE)","v":0.16032398020038169},{"$f":"IF($C1025=\"S\",VLOOKUP($D1025,'DER Output'!$S$18:$W$41,2,FALSE),VLOOKUP($D1025,'DER Output'!$S$18:$W$41,3,FALSE))","v":5.535976984247182E-4},{"$f":"IF($C1025=\"S\",VLOOKUP($D1025,'DER Output'!$S$18:$W$41,4,FALSE),VLOOKUP($D1025,'DER Output'!$S$18:$W$41,5,FALSE))","v":5.535976984247182E-4},{"$f":"IF($C1025=\"S\",VLOOKUP($D1025,'DER Output'!$S$18:$W$41,4,FALSE),VLOOKUP($D1025,'DER Output'!$S$18:$W$41,5,FALSE))","v":5.535976984247182E-4},{"$f":"IF($C1025=\"S\",VLOOKUP($D1025,'DER Output'!$S$18:$W$41,4,FALSE),VLOOKUP($D1025,'DER Output'!$S$18:$W$41,5,FALSE))","v":5.535976984247182E-4},{"$f":"IF($C1025=\"S\",VLOOKUP($D1025,'DER Output'!$S$18:$W$41,4,FALSE),VLOOKUP($D1025,'DER Output'!$S$18:$W$41,5,FALSE))","v":5.535976984247182E-4},{"$f":"IFERROR(IF(OR(C1025=\"S\",C1025=\"D\"),VLOOKUP(B1025,'Seasonal Customer Count'!$B:$I,4,FALSE),IF(C1025=\"W\",VLOOKUP(B1025,'Seasonal Customer Count'!$B:$P,12,FALSE),\"Check\")),0)","v":55},{"$f":"IFERROR(IF(OR(C1025=\"S\",C1025=\"D\"),VLOOKUP(B1025,'Seasonal Customer Count'!$B:$P,5,FALSE),IF(C1025=\"W\",VLOOKUP(B1025,'Seasonal Customer Count'!$B:$P,13,FALSE),\"Check\")),0)","v":29},{"$f":"IFERROR(IF(OR(C1025=\"S\",C1025=\"D\"),VLOOKUP(B1025,'Seasonal Customer Count'!$B:$P,6,FALSE),IF(C1025=\"W\",VLOOKUP(B1025,'Seasonal Customer Count'!$B:$P,14,FALSE),\"Check\")),0)","v":1},{"$f":"IFERROR(IF(OR(C1025=\"S\",C1025=\"D\"),VLOOKUP(B1025,'Seasonal Customer Count'!$B:$P,7,FALSE),IF(C1025=\"W\",VLOOKUP(B1025,'Seasonal Customer Count'!$B:$P,15,FALSE),\"Check\")),0)","v":116},{"$f":"IFERROR(IF(OR(C1025=\"S\",C1025=\"D\"),VLOOKUP(B1025,'Seasonal Customer Count'!$B:$P,8,FALSE),IF(C1025=\"W\",VLOOKUP(B1025,'Seasonal Customer Count'!$B:$P,16,FALSE),\"Check\")),0)","v":0},{"$f":"Summary!$D$8*(K1025*'Average Project Size'!$F$6+L1025*'Average Project Size'!$F$7+M1025*'Average Project Size'!$F$8+N1025*'Average Project Size'!$F$10+O1025*'Average Project Size'!$F$9)/1000","v":0.34500442457569486},{"$f":"Summary!$D$8*(K1025*F1025*'Average Project Size'!$F$6+L1025*G1025*'Average Project Size'!$F$7+M1025*H1025*'Average Project Size'!$F$8+N1025*I1025*'Average Project Size'!$F$10+O1025*J1025*'Average Project Size'!$F$9)/1000","v":1.9099365539144899E-4}]
[null,{"$f":"'Peak Identification'!B1024","v":"VLVU15"},{"$f":"'Peak Identification'!D1024","v":"S"},{"$f":"'Peak Identification'!E1024","v":18},{"$f":"VLOOKUP($D1026,'DER Output'!$S$17:$X$41,6,FALSE)","v":0.16032398020038169},{"$f":"IF($C1026=\"S\",VLOOKUP($D1026,'DER Output'!$S$18:$W$41,2,FALSE),VLOOKUP($D1026,'DER Output'!$S$18:$W$41,3,FALSE))","v":0.17224423800777711},{"$f":"IF($C1026=\"S\",VLOOKUP($D1026,'DER Output'!$S$18:$W$41,4,FALSE),VLOOKUP($D1026,'DER Output'!$S$18:$W$41,5,FALSE))","v":0.17224423800777711},{"$f":"IF($C1026=\"S\",VLOOKUP($D1026,'DER Output'!$S$18:$W$41,4,FALSE),VLOOKUP($D1026,'DER Output'!$S$18:$W$41,5,FALSE))","v":0.17224423800777711},{"$f":"IF($C1026=\"S\",VLOOKUP($D1026,'DER Output'!$S$18:$W$41,4,FALSE),VLOOKUP($D1026,'DER Output'!$S$18:$W$41,5,FALSE))","v":0.17224423800777711},{"$f":"IF($C1026=\"S\",VLOOKUP($D1026,'DER Output'!$S$18:$W$41,4,FALSE),VLOOKUP($D1026,'DER Output'!$S$18:$W$41,5,FALSE))","v":0.17224423800777711},{"$f":"IFERROR(IF(OR(C1026=\"S\",C1026=\"D\"),VLOOKUP(B1026,'Seasonal Customer Count'!$B:$I,4,FALSE),IF(C1026=\"W\",VLOOKUP(B1026,'Seasonal Customer Count'!$B:$P,12,FALSE),\"Check\")),0)","v":0},{"$f":"IFERROR(IF(OR(C1026=\"S\",C1026=\"D\"),VLOOKUP(B1026,'Seasonal Customer Count'!$B:$P,5,FALSE),IF(C1026=\"W\",VLOOKUP(B1026,'Seasonal Customer Count'!$B:$P,13,FALSE),\"Check\")),0)","v":0},{"$f":"IFERROR(IF(OR(C1026=\"S\",C1026=\"D\"),VLOOKUP(B1026,'Seasonal Customer Count'!$B:$P,6,FALSE),IF(C1026=\"W\",VLOOKUP(B1026,'Seasonal Customer Count'!$B:$P,14,FALSE),\"Check\")),0)","v":0},{"$f":"IFERROR(IF(OR(C1026=\"S\",C1026=\"D\"),VLOOKUP(B1026,'Seasonal Customer Count'!$B:$P,7,FALSE),IF(C1026=\"W\",VLOOKUP(B1026,'Seasonal Customer Count'!$B:$P,15,FALSE),\"Check\")),0)","v":0},{"$f":"IFERROR(IF(OR(C1026=\"S\",C1026=\"D\"),VLOOKUP(B1026,'Seasonal Customer Count'!$B:$P,8,FALSE),IF(C1026=\"W\",VLOOKUP(B1026,'Seasonal Customer Count'!$B:$P,16,FALSE),\"Check\")),0)","v":0},{"$f":"Summary!$D$8*(K1026*'Average Project Size'!$F$6+L1026*'Average Project Size'!$F$7+M1026*'Average Project Size'!$F$8+N1026*'Average Project Size'!$F$10+O1026*'Average Project Size'!$F$9)/1000","v":0},{"$f":"Summary!$D$8*(K1026*F1026*'Average Project Size'!$F$6+L1026*G1026*'Average Project Size'!$F$7+M1026*H1026*'Average Project Size'!$F$8+N1026*I1026*'Average Project Size'!$F$10+O1026*J1026*'Average Project Size'!$F$9)/1000","v":0}]
[null,{"$f":"'Peak Identification'!B1025","v":"VLVU16"},{"$f":"'Peak Identification'!D1025","v":"S"},{"$f":"'Peak Identification'!E1025","v":18},{"$f":"VLOOKUP($D1027,'DER Output'!$S$17:$X$41,6,FALSE)","v":0.16032398020038169},{"$f":"IF($C1027=\"S\",VLOOKUP($D1027,'DER Output'!$S$18:$W$41,2,FALSE),VLOOKUP($D1027,'DER Output'!$S$18:$W$41,3,FALSE))","v":0.17224423800777711},{"$f":"IF($C1027=\"S\",VLOOKUP($D1027,'DER Output'!$S$18:$W$41,4,FALSE),VLOOKUP($D1027,'DER Output'!$S$18:$W$41,5,FALSE))","v":0.17224423800777711},{"$f":"IF($C1027=\"S\",VLOOKUP($D1027,'DER Output'!$S$18:$W$41,4,FALSE),VLOOKUP($D1027,'DER Output'!$S$18:$W$41,5,FALSE))","v":0.17224423800777711},{"$f":"IF($C1027=\"S\",VLOOKUP($D1027,'DER Output'!$S$18:$W$41,4,FALSE),VLOOKUP($D1027,'DER Output'!$S$18:$W$41,5,FALSE))","v":0.17224423800777711},{"$f":"IF($C1027=\"S\",VLOOKUP($D1027,'DER Output'!$S$18:$W$41,4,FALSE),VLOOKUP($D1027,'DER Output'!$S$18:$W$41,5,FALSE))","v":0.17224423800777711},{"$f":"IFERROR(IF(OR(C1027=\"S\",C1027=\"D\"),VLOOKUP(B1027,'Seasonal Customer Count'!$B:$I,4,FALSE),IF(C1027=\"W\",VLOOKUP(B1027,'Seasonal Customer Count'!$B:$P,12,FALSE),\"Check\")),0)","v":0},{"$f":"IFERROR(IF(OR(C1027=\"S\",C1027=\"D\"),VLOOKUP(B1027,'Seasonal Customer Count'!$B:$P,5,FALSE),IF(C1027=\"W\",VLOOKUP(B1027,'Seasonal Customer Count'!$B:$P,13,FALSE),\"Check\")),0)","v":0},{"$f":"IFERROR(IF(OR(C1027=\"S\",C1027=\"D\"),VLOOKUP(B1027,'Seasonal Customer Count'!$B:$P,6,FALSE),IF(C1027=\"W\",VLOOKUP(B1027,'Seasonal Customer Count'!$B:$P,14,FALSE),\"Check\")),0)","v":0},{"$f":"IFERROR(IF(OR(C1027=\"S\",C1027=\"D\"),VLOOKUP(B1027,'Seasonal Customer Count'!$B:$P,7,FALSE),IF(C1027=\"W\",VLOOKUP(B1027,'Seasonal Customer Count'!$B:$P,15,FALSE),\"Check\")),0)","v":0},{"$f":"IFERROR(IF(OR(C1027=\"S\",C1027=\"D\"),VLOOKUP(B1027,'Seasonal Customer Count'!$B:$P,8,FALSE),IF(C1027=\"W\",VLOOKUP(B1027,'Seasonal Customer Count'!$B:$P,16,FALSE),\"Check\")),0)","v":0},{"$f":"Summary!$D$8*(K1027*'Average Project Size'!$F$6+L1027*'Average Project Size'!$F$7+M1027*'Average Project Size'!$F$8+N1027*'Average Project Size'!$F$10+O1027*'Average Project Size'!$F$9)/1000","v":0},{"$f":"Summary!$D$8*(K1027*F1027*'Average Project Size'!$F$6+L1027*G1027*'Average Project Size'!$F$7+M1027*H1027*'Average Project Size'!$F$8+N1027*I1027*'Average Project Size'!$F$10+O1027*J1027*'Average Project Size'!$F$9)/1000","v":0}]
[null,{"$f":"'Peak Identification'!B1026","v":"VLVU T-131"},{"$f":"'Peak Identification'!D1026","v":"S"},{"$f":"'Peak Identification'!E1026","v":18},{"$f":"VLOOKUP($D1028,'DER Output'!$S$17:$X$41,6,FALSE)","v":0.16032398020038169},{"$f":"IF($C1028=\"S\",VLOOKUP($D1028,'DER Output'!$S$18:$W$41,2,FALSE),VLOOKUP($D1028,'DER Output'!$S$18:$W$41,3,FALSE))","v":0.17224423800777711},{"$f":"IF($C1028=\"S\",VLOOKUP($D1028,'DER Output'!$S$18:$W$41,4,FALSE),VLOOKUP($D1028,'DER Output'!$S$18:$W$41,5,FALSE))","v":0.17224423800777711},{"$f":"IF($C1028=\"S\",VLOOKUP($D1028,'DER Output'!$S$18:$W$41,4,FALSE),VLOOKUP($D1028,'DER Output'!$S$18:$W$41,5,FALSE))","v":0.17224423800777711},{"$f":"IF($C1028=\"S\",VLOOKUP($D1028,'DER Output'!$S$18:$W$41,4,FALSE),VLOOKUP($D1028,'DER Output'!$S$18:$W$41,5,FALSE))","v":0.17224423800777711},{"$f":"IF($C1028=\"S\",VLOOKUP($D1028,'DER Output'!$S$18:$W$41,4,FALSE),VLOOKUP($D1028,'DER Output'!$S$18:$W$41,5,FALSE))","v":0.17224423800777711},{"$f":"IFERROR(IF(OR(C1028=\"S\",C1028=\"D\"),VLOOKUP(B1028,'Seasonal Customer Count'!$B:$I,4,FALSE),IF(C1028=\"W\",VLOOKUP(B1028,'Seasonal Customer Count'!$B:$P,12,FALSE),\"Check\")),0)","v":2379},{"$f":"IFERROR(IF(OR(C1028=\"S\",C1028=\"D\"),VLOOKUP(B1028,'Seasonal Customer Count'!$B:$P,5,FALSE),IF(C1028=\"W\",VLOOKUP(B1028,'Seasonal Customer Count'!$B:$P,13,FALSE),\"Check\")),0)","v":77},{"$f":"IFERROR(IF(OR(C1028=\"S\",C1028=\"D\"),VLOOKUP(B1028,'Seasonal Customer Count'!$B:$P,6,FALSE),IF(C1028=\"W\",VLOOKUP(B1028,'Seasonal Customer Count'!$B:$P,14,FALSE),\"Check\")),0)","v":70},{"$f":"IFERROR(IF(OR(C1028=\"S\",C1028=\"D\"),VLOOKUP(B1028,'Seasonal Customer Count'!$B:$P,7,FALSE),IF(C1028=\"W\",VLOOKUP(B1028,'Seasonal Customer Count'!$B:$P,15,FALSE),\"Check\")),0)","v":3},{"$f":"IFERROR(IF(OR(C1028=\"S\",C1028=\"D\"),VLOOKUP(B1028,'Seasonal Customer Count'!$B:$P,8,FALSE),IF(C1028=\"W\",VLOOKUP(B1028,'Seasonal Customer Count'!$B:$P,16,FALSE),\"Check\")),0)","v":53},{"$f":"Summary!$D$8*(K1028*'Average Project Size'!$F$6+L1028*'Average Project Size'!$F$7+M1028*'Average Project Size'!$F$8+N1028*'Average Project Size'!$F$10+O1028*'Average Project Size'!$F$9)/1000","v":0.15476156750874531},{"$f":"Summary!$D$8*(K1028*F1028*'Average Project Size'!$F$6+L1028*G1028*'Average Project Size'!$F$7+M1028*H1028*'Average Project Size'!$F$8+N1028*I1028*'Average Project Size'!$F$10+O1028*J1028*'Average Project Size'!$F$9)/1000","v":2.6656788268432999E-2}]
[null,{"$f":"'Peak Identification'!B1027","v":"VTRY11"},{"$f":"'Peak Identification'!D1027","v":"S"},{"$f":"'Peak Identification'!E1027","v":16},{"$f":"VLOOKUP($D1029,'DER Output'!$S$17:$X$41,6,FALSE)","v":0.22644022312513051},{"$f":"IF($C1029=\"S\",VLOOKUP($D1029,'DER Output'!$S$18:$W$41,2,FALSE),VLOOKUP($D1029,'DER Output'!$S$18:$W$41,3,FALSE))","v":0.44781407722569133},{"$f":"IF($C1029=\"S\",VLOOKUP($D1029,'DER Output'!$S$18:$W$41,4,FALSE),VLOOKUP($D1029,'DER Output'!$S$18:$W$41,5,FALSE))","v":0.44781407722569133},{"$f":"IF($C1029=\"S\",VLOOKUP($D1029,'DER Output'!$S$18:$W$41,4,FALSE),VLOOKUP($D1029,'DER Output'!$S$18:$W$41,5,FALSE))","v":0.44781407722569133},{"$f":"IF($C1029=\"S\",VLOOKUP($D1029,'DER Output'!$S$18:$W$41,4,FALSE),VLOOKUP($D1029,'DER Output'!$S$18:$W$41,5,FALSE))","v":0.44781407722569133},{"$f":"IF($C1029=\"S\",VLOOKUP($D1029,'DER Output'!$S$18:$W$41,4,FALSE),VLOOKUP($D1029,'DER Output'!$S$18:$W$41,5,FALSE))","v":0.44781407722569133},{"$f":"IFERROR(IF(OR(C1029=\"S\",C1029=\"D\"),VLOOKUP(B1029,'Seasonal Customer Count'!$B:$I,4,FALSE),IF(C1029=\"W\",VLOOKUP(B1029,'Seasonal Customer Count'!$B:$P,12,FALSE),\"Check\")),0)","v":1052},{"$f":"IFERROR(IF(OR(C1029=\"S\",C1029=\"D\"),VLOOKUP(B1029,'Seasonal Customer Count'!$B:$P,5,FALSE),IF(C1029=\"W\",VLOOKUP(B1029,'Seasonal Customer Count'!$B:$P,13,FALSE),\"Check\")),0)","v":44},{"$f":"IFERROR(IF(OR(C1029=\"S\",C1029=\"D\"),VLOOKUP(B1029,'Seasonal Customer Count'!$B:$P,6,FALSE),IF(C1029=\"W\",VLOOKUP(B1029,'Seasonal Customer Count'!$B:$P,14,FALSE),\"Check\")),0)","v":91},{"$f":"IFERROR(IF(OR(C1029=\"S\",C1029=\"D\"),VLOOKUP(B1029,'Seasonal Customer Count'!$B:$P,7,FALSE),IF(C1029=\"W\",VLOOKUP(B1029,'Seasonal Customer Count'!$B:$P,15,FALSE),\"Check\")),0)","v":0},{"$f":"IFERROR(IF(OR(C1029=\"S\",C1029=\"D\"),VLOOKUP(B1029,'Seasonal Customer Count'!$B:$P,8,FALSE),IF(C1029=\"W\",VLOOKUP(B1029,'Seasonal Customer Count'!$B:$P,16,FALSE),\"Check\")),0)","v":0},{"$f":"Summary!$D$8*(K1029*'Average Project Size'!$F$6+L1029*'Average Project Size'!$F$7+M1029*'Average Project Size'!$F$8+N1029*'Average Project Size'!$F$10+O1029*'Average Project Size'!$F$9)/1000","v":6.0691923826276174E-2},{"$f":"Summary!$D$8*(K1029*F1029*'Average Project Size'!$F$6+L1029*G1029*'Average Project Size'!$F$7+M1029*H1029*'Average Project Size'!$F$8+N1029*I1029*'Average Project Size'!$F$10+O1029*J1029*'Average Project Size'!$F$9)/1000","v":2.7178697863315813E-2}]
[null,{"$f":"'Peak Identification'!B1028","v":"VTRY12"},{"$f":"'Peak Identification'!D1028","v":"W"},{"$f":"'Peak Identification'!E1028","v":18},{"$f":"VLOOKUP($D1030,'DER Output'!$S$17:$X$41,6,FALSE)","v":0.16032398020038169},{"$f":"IF($C1030=\"S\",VLOOKUP($D1030,'DER Output'!$S$18:$W$41,2,FALSE),VLOOKUP($D1030,'DER Output'!$S$18:$W$41,3,FALSE))","v":5.535976984247182E-4},{"$f":"IF($C1030=\"S\",VLOOKUP($D1030,'DER Output'!$S$18:$W$41,4,FALSE),VLOOKUP($D1030,'DER Output'!$S$18:$W$41,5,FALSE))","v":5.535976984247182E-4},{"$f":"IF($C1030=\"S\",VLOOKUP($D1030,'DER Output'!$S$18:$W$41,4,FALSE),VLOOKUP($D1030,'DER Output'!$S$18:$W$41,5,FALSE))","v":5.535976984247182E-4},{"$f":"IF($C1030=\"S\",VLOOKUP($D1030,'DER Output'!$S$18:$W$41,4,FALSE),VLOOKUP($D1030,'DER Output'!$S$18:$W$41,5,FALSE))","v":5.535976984247182E-4},{"$f":"IF($C1030=\"S\",VLOOKUP($D1030,'DER Output'!$S$18:$W$41,4,FALSE),VLOOKUP($D1030,'DER Output'!$S$18:$W$41,5,FALSE))","v":5.535976984247182E-4},{"$f":"IFERROR(IF(OR(C1030=\"S\",C1030=\"D\"),VLOOKUP(B1030,'Seasonal Customer Count'!$B:$I,4,FALSE),IF(C1030=\"W\",VLOOKUP(B1030,'Seasonal Customer Count'!$B:$P,12,FALSE),\"Check\")),0)","v":0},{"$f":"IFERROR(IF(OR(C1030=\"S\",C1030=\"D\"),VLOOKUP(B1030,'Seasonal Customer Count'!$B:$P,5,FALSE),IF(C1030=\"W\",VLOOKUP(B1030,'Seasonal Customer Count'!$B:$P,13,FALSE),\"Check\")),0)","v":0},{"$f":"IFERROR(IF(OR(C1030=\"S\",C1030=\"D\"),VLOOKUP(B1030,'Seasonal Customer Count'!$B:$P,6,FALSE),IF(C1030=\"W\",VLOOKUP(B1030,'Seasonal Customer Count'!$B:$P,14,FALSE),\"Check\")),0)","v":0},{"$f":"IFERROR(IF(OR(C1030=\"S\",C1030=\"D\"),VLOOKUP(B1030,'Seasonal Customer Count'!$B:$P,7,FALSE),IF(C1030=\"W\",VLOOKUP(B1030,'Seasonal Customer Count'!$B:$P,15,FALSE),\"Check\")),0)","v":0},{"$f":"IFERROR(IF(OR(C1030=\"S\",C1030=\"D\"),VLOOKUP(B1030,'Seasonal Customer Count'!$B:$P,8,FALSE),IF(C1030=\"W\",VLOOKUP(B1030,'Seasonal Customer Count'!$B:$P,16,FALSE),\"Check\")),0)","v":0},{"$f":"Summary!$D$8*(K1030*'Average Project Size'!$F$6+L1030*'Average Project Size'!$F$7+M1030*'Average Project Size'!$F$8+N1030*'Average Project Size'!$F$10+O1030*'Average Project Size'!$F$9)/1000","v":0},{"$f":"Summary!$D$8*(K1030*F1030*'Average Project Size'!$F$6+L1030*G1030*'Average Project Size'!$F$7+M1030*H1030*'Average Project Size'!$F$8+N1030*I1030*'Average Project Size'!$F$10+O1030*J1030*'Average Project Size'!$F$9)/1000","v":0}]
[null,{"$f":"'Peak Identification'!B1029","v":"VTRY13"},{"$f":"'Peak Identification'!D1029","v":"S"},{"$f":"'Peak Identification'!E1029","v":18},{"$f":"VLOOKUP($D1031,'DER Output'!$S$17:$X$41,6,FALSE)","v":0.16032398020038169},{"$f":"IF($C1031=\"S\",VLOOKUP($D1031,'DER Output'!$S$18:$W$41,2,FALSE),VLOOKUP($D1031,'DER Output'!$S$18:$W$41,3,FALSE))","v":0.17224423800777711},{"$f":"IF($C1031=\"S\",VLOOKUP($D1031,'DER Output'!$S$18:$W$41,4,FALSE),VLOOKUP($D1031,'DER Output'!$S$18:$W$41,5,FALSE))","v":0.17224423800777711},{"$f":"IF($C1031=\"S\",VLOOKUP($D1031,'DER Output'!$S$18:$W$41,4,FALSE),VLOOKUP($D1031,'DER Output'!$S$18:$W$41,5,FALSE))","v":0.17224423800777711},{"$f":"IF($C1031=\"S\",VLOOKUP($D1031,'DER Output'!$S$18:$W$41,4,FALSE),VLOOKUP($D1031,'DER Output'!$S$18:$W$41,5,FALSE))","v":0.17224423800777711},{"$f":"IF($C1031=\"S\",VLOOKUP($D1031,'DER Output'!$S$18:$W$41,4,FALSE),VLOOKUP($D1031,'DER Output'!$S$18:$W$41,5,FALSE))","v":0.17224423800777711},{"$f":"IFERROR(IF(OR(C1031=\"S\",C1031=\"D\"),VLOOKUP(B1031,'Seasonal Customer Count'!$B:$I,4,FALSE),IF(C1031=\"W\",VLOOKUP(B1031,'Seasonal Customer Count'!$B:$P,12,FALSE),\"Check\")),0)","v":906},{"$f":"IFERROR(IF(OR(C1031=\"S\",C1031=\"D\"),VLOOKUP(B1031,'Seasonal Customer Count'!$B:$P,5,FALSE),IF(C1031=\"W\",VLOOKUP(B1031,'Seasonal Customer Count'!$B:$P,13,FALSE),\"Check\")),0)","v":14},{"$f":"IFERROR(IF(OR(C1031=\"S\",C1031=\"D\"),VLOOKUP(B1031,'Seasonal Customer Count'!$B:$P,6,FALSE),IF(C1031=\"W\",VLOOKUP(B1031,'Seasonal Customer Count'!$B:$P,14,FALSE),\"Check\")),0)","v":19},{"$f":"IFERROR(IF(OR(C1031=\"S\",C1031=\"D\"),VLOOKUP(B1031,'Seasonal Customer Count'!$B:$P,7,FALSE),IF(C1031=\"W\",VLOOKUP(B1031,'Seasonal Customer Count'!$B:$P,15,FALSE),\"Check\")),0)","v":1},{"$f":"IFERROR(IF(OR(C1031=\"S\",C1031=\"D\"),VLOOKUP(B1031,'Seasonal Customer Count'!$B:$P,8,FALSE),IF(C1031=\"W\",VLOOKUP(B1031,'Seasonal Customer Count'!$B:$P,16,FALSE),\"Check\")),0)","v":0},{"$f":"Summary!$D$8*(K1031*'Average Project Size'!$F$6+L1031*'Average Project Size'!$F$7+M1031*'Average Project Size'!$F$8+N1031*'Average Project Size'!$F$10+O1031*'Average Project Size'!$F$9)/1000","v":4.3241162880698097E-2},{"$f":"Summary!$D$8*(K1031*F1031*'Average Project Size'!$F$6+L1031*G1031*'Average Project Size'!$F$7+M1031*H1031*'Average Project Size'!$F$8+N1031*I1031*'Average Project Size'!$F$10+O1031*J1031*'Average Project Size'!$F$9)/1000","v":7.448041150956021E-3}]
[null,{"$f":"'Peak Identification'!B1030","v":"VTRY14"},{"$f":"'Peak Identification'!D1030","v":"S"},{"$f":"'Peak Identification'!E1030","v":15},{"$f":"VLOOKUP($D1032,'DER Output'!$S$17:$X$41,6,FALSE)","v":0.24675324675324678},{"$f":"IF($C1032=\"S\",VLOOKUP($D1032,'DER Output'!$S$18:$W$41,2,FALSE),VLOOKUP($D1032,'DER Output'!$S$18:$W$41,3,FALSE))","v":0.57498529407079435},{"$f":"IF($C1032=\"S\",VLOOKUP($D1032,'DER Output'!$S$18:$W$41,4,FALSE),VLOOKUP($D1032,'DER Output'!$S$18:$W$41,5,FALSE))","v":0.57498529407079435},{"$f":"IF($C1032=\"S\",VLOOKUP($D1032,'DER Output'!$S$18:$W$41,4,FALSE),VLOOKUP($D1032,'DER Output'!$S$18:$W$41,5,FALSE))","v":0.57498529407079435},{"$f":"IF($C1032=\"S\",VLOOKUP($D1032,'DER Output'!$S$18:$W$41,4,FALSE),VLOOKUP($D1032,'DER Output'!$S$18:$W$41,5,FALSE))","v":0.57498529407079435},{"$f":"IF($C1032=\"S\",VLOOKUP($D1032,'DER Output'!$S$18:$W$41,4,FALSE),VLOOKUP($D1032,'DER Output'!$S$18:$W$41,5,FALSE))","v":0.57498529407079435},{"$f":"IFERROR(IF(OR(C1032=\"S\",C1032=\"D\"),VLOOKUP(B1032,'Seasonal Customer Count'!$B:$I,4,FALSE),IF(C1032=\"W\",VLOOKUP(B1032,'Seasonal Customer Count'!$B:$P,12,FALSE),\"Check\")),0)","v":161},{"$f":"IFERROR(IF(OR(C1032=\"S\",C1032=\"D\"),VLOOKUP(B1032,'Seasonal Customer Count'!$B:$P,5,FALSE),IF(C1032=\"W\",VLOOKUP(B1032,'Seasonal Customer Count'!$B:$P,13,FALSE),\"Check\")),0)","v":46},{"$f":"IFERROR(IF(OR(C1032=\"S\",C1032=\"D\"),VLOOKUP(B1032,'Seasonal Customer Count'!$B:$P,6,FALSE),IF(C1032=\"W\",VLOOKUP(B1032,'Seasonal Customer Count'!$B:$P,14,FALSE),\"Check\")),0)","v":134},{"$f":"IFERROR(IF(OR(C1032=\"S\",C1032=\"D\"),VLOOKUP(B1032,'Seasonal Customer Count'!$B:$P,7,FALSE),IF(C1032=\"W\",VLOOKUP(B1032,'Seasonal Customer Count'!$B:$P,15,FALSE),\"Check\")),0)","v":3},{"$f":"IFERROR(IF(OR(C1032=\"S\",C1032=\"D\"),VLOOKUP(B1032,'Seasonal Customer Count'!$B:$P,8,FALSE),IF(C1032=\"W\",VLOOKUP(B1032,'Seasonal Customer Count'!$B:$P,16,FALSE),\"Check\")),0)","v":0},{"$f":"Summary!$D$8*(K1032*'Average Project Size'!$F$6+L1032*'Average Project Size'!$F$7+M1032*'Average Project Size'!$F$8+N1032*'Average Project Size'!$F$10+O1032*'Average Project Size'!$F$9)/1000","v":4.1625488509918228E-2},{"$f":"Summary!$D$8*(K1032*F1032*'Average Project Size'!$F$6+L1032*G1032*'Average Project Size'!$F$7+M1032*H1032*'Average Project Size'!$F$8+N1032*I1032*'Average Project Size'!$F$10+O1032*J1032*'Average Project Size'!$F$9)/1000","v":2.3934043751715803E-2}]
[null,{"$f":"'Peak Identification'!B1031","v":"VTRY15"},{"$f":"'Peak Identification'!D1031","v":"S"},{"$f":"'Peak Identification'!E1031","v":16},{"$f":"VLOOKUP($D1033,'DER Output'!$S$17:$X$41,6,FALSE)","v":0.22644022312513051},{"$f":"IF($C1033=\"S\",VLOOKUP($D1033,'DER Output'!$S$18:$W$41,2,FALSE),VLOOKUP($D1033,'DER Output'!$S$18:$W$41,3,FALSE))","v":0.44781407722569133},{"$f":"IF($C1033=\"S\",VLOOKUP($D1033,'DER Output'!$S$18:$W$41,4,FALSE),VLOOKUP($D1033,'DER Output'!$S$18:$W$41,5,FALSE))","v":0.44781407722569133},{"$f":"IF($C1033=\"S\",VLOOKUP($D1033,'DER Output'!$S$18:$W$41,4,FALSE),VLOOKUP($D1033,'DER Output'!$S$18:$W$41,5,FALSE))","v":0.44781407722569133},{"$f":"IF($C1033=\"S\",VLOOKUP($D1033,'DER Output'!$S$18:$W$41,4,FALSE),VLOOKUP($D1033,'DER Output'!$S$18:$W$41,5,FALSE))","v":0.44781407722569133},{"$f":"IF($C1033=\"S\",VLOOKUP($D1033,'DER Output'!$S$18:$W$41,4,FALSE),VLOOKUP($D1033,'DER Output'!$S$18:$W$41,5,FALSE))","v":0.44781407722569133},{"$f":"IFERROR(IF(OR(C1033=\"S\",C1033=\"D\"),VLOOKUP(B1033,'Seasonal Customer Count'!$B:$I,4,FALSE),IF(C1033=\"W\",VLOOKUP(B1033,'Seasonal Customer Count'!$B:$P,12,FALSE),\"Check\")),0)","v":597},{"$f":"IFERROR(IF(OR(C1033=\"S\",C1033=\"D\"),VLOOKUP(B1033,'Seasonal Customer Count'!$B:$P,5,FALSE),IF(C1033=\"W\",VLOOKUP(B1033,'Seasonal Customer Count'!$B:$P,13,FALSE),\"Check\")),0)","v":30},{"$f":"IFERROR(IF(OR(C1033=\"S\",C1033=\"D\"),VLOOKUP(B1033,'Seasonal Customer Count'!$B:$P,6,FALSE),IF(C1033=\"W\",VLOOKUP(B1033,'Seasonal Customer Count'!$B:$P,14,FALSE),\"Check\")),0)","v":100},{"$f":"IFERROR(IF(OR(C1033=\"S\",C1033=\"D\"),VLOOKUP(B1033,'Seasonal Customer Count'!$B:$P,7,FALSE),IF(C1033=\"W\",VLOOKUP(B1033,'Seasonal Customer Count'!$B:$P,15,FALSE),\"Check\")),0)","v":2},{"$f":"IFERROR(IF(OR(C1033=\"S\",C1033=\"D\"),VLOOKUP(B1033,'Seasonal Customer Count'!$B:$P,8,FALSE),IF(C1033=\"W\",VLOOKUP(B1033,'Seasonal Customer Count'!$B:$P,16,FALSE),\"Check\")),0)","v":0},{"$f":"Summary!$D$8*(K1033*'Average Project Size'!$F$6+L1033*'Average Project Size'!$F$7+M1033*'Average Project Size'!$F$8+N1033*'Average Project Size'!$F$10+O1033*'Average Project Size'!$F$9)/1000","v":4.8998876450418311E-2},{"$f":"Summary!$D$8*(K1033*F1033*'Average Project Size'!$F$6+L1033*G1033*'Average Project Size'!$F$7+M1033*H1033*'Average Project Size'!$F$8+N1033*I1033*'Average Project Size'!$F$10+O1033*J1033*'Average Project Size'!$F$9)/1000","v":2.1942386642739734E-2}]
[null,{"$f":"'Peak Identification'!B1032","v":"VTRY16"},{"$f":"'Peak Identification'!D1032","v":"S"},{"$f":"'Peak Identification'!E1032","v":17},{"$f":"VLOOKUP($D1034,'DER Output'!$S$17:$X$41,6,FALSE)","v":0.19174838710475617},{"$f":"IF($C1034=\"S\",VLOOKUP($D1034,'DER Output'!$S$18:$W$41,2,FALSE),VLOOKUP($D1034,'DER Output'!$S$18:$W$41,3,FALSE))","v":0.30300399777640191},{"$f":"IF($C1034=\"S\",VLOOKUP($D1034,'DER Output'!$S$18:$W$41,4,FALSE),VLOOKUP($D1034,'DER Output'!$S$18:$W$41,5,FALSE))","v":0.30300399777640191},{"$f":"IF($C1034=\"S\",VLOOKUP($D1034,'DER Output'!$S$18:$W$41,4,FALSE),VLOOKUP($D1034,'DER Output'!$S$18:$W$41,5,FALSE))","v":0.30300399777640191},{"$f":"IF($C1034=\"S\",VLOOKUP($D1034,'DER Output'!$S$18:$W$41,4,FALSE),VLOOKUP($D1034,'DER Output'!$S$18:$W$41,5,FALSE))","v":0.30300399777640191},{"$f":"IF($C1034=\"S\",VLOOKUP($D1034,'DER Output'!$S$18:$W$41,4,FALSE),VLOOKUP($D1034,'DER Output'!$S$18:$W$41,5,FALSE))","v":0.30300399777640191},{"$f":"IFERROR(IF(OR(C1034=\"S\",C1034=\"D\"),VLOOKUP(B1034,'Seasonal Customer Count'!$B:$I,4,FALSE),IF(C1034=\"W\",VLOOKUP(B1034,'Seasonal Customer Count'!$B:$P,12,FALSE),\"Check\")),0)","v":0},{"$f":"IFERROR(IF(OR(C1034=\"S\",C1034=\"D\"),VLOOKUP(B1034,'Seasonal Customer Count'!$B:$P,5,FALSE),IF(C1034=\"W\",VLOOKUP(B1034,'Seasonal Customer Count'!$B:$P,13,FALSE),\"Check\")),0)","v":0},{"$f":"IFERROR(IF(OR(C1034=\"S\",C1034=\"D\"),VLOOKUP(B1034,'Seasonal Customer Count'!$B:$P,6,FALSE),IF(C1034=\"W\",VLOOKUP(B1034,'Seasonal Customer Count'!$B:$P,14,FALSE),\"Check\")),0)","v":0},{"$f":"IFERROR(IF(OR(C1034=\"S\",C1034=\"D\"),VLOOKUP(B1034,'Seasonal Customer Count'!$B:$P,7,FALSE),IF(C1034=\"W\",VLOOKUP(B1034,'Seasonal Customer Count'!$B:$P,15,FALSE),\"Check\")),0)","v":1},{"$f":"IFERROR(IF(OR(C1034=\"S\",C1034=\"D\"),VLOOKUP(B1034,'Seasonal Customer Count'!$B:$P,8,FALSE),IF(C1034=\"W\",VLOOKUP(B1034,'Seasonal Customer Count'!$B:$P,16,FALSE),\"Check\")),0)","v":0},{"$f":"Summary!$D$8*(K1034*'Average Project Size'!$F$6+L1034*'Average Project Size'!$F$7+M1034*'Average Project Size'!$F$8+N1034*'Average Project Size'!$F$10+O1034*'Average Project Size'!$F$9)/1000","v":2.9355110231040001E-3},{"$f":"Summary!$D$8*(K1034*F1034*'Average Project Size'!$F$6+L1034*G1034*'Average Project Size'!$F$7+M1034*H1034*'Average Project Size'!$F$8+N1034*I1034*'Average Project Size'!$F$10+O1034*J1034*'Average Project Size'!$F$9)/1000","v":8.8947157551720764E-4}]
[null,{"$f":"'Peak Identification'!B1033","v":"VTRY17"},{"$f":"'Peak Identification'!D1033","v":"S"},{"$f":"'Peak Identification'!E1033","v":15},{"$f":"VLOOKUP($D1035,'DER Output'!$S$17:$X$41,6,FALSE)","v":0.24675324675324678},{"$f":"IF($C1035=\"S\",VLOOKUP($D1035,'DER Output'!$S$18:$W$41,2,FALSE),VLOOKUP($D1035,'DER Output'!$S$18:$W$41,3,FALSE))","v":0.57498529407079435},{"$f":"IF($C1035=\"S\",VLOOKUP($D1035,'DER Output'!$S$18:$W$41,4,FALSE),VLOOKUP($D1035,'DER Output'!$S$18:$W$41,5,FALSE))","v":0.57498529407079435},{"$f":"IF($C1035=\"S\",VLOOKUP($D1035,'DER Output'!$S$18:$W$41,4,FALSE),VLOOKUP($D1035,'DER Output'!$S$18:$W$41,5,FALSE))","v":0.57498529407079435},{"$f":"IF($C1035=\"S\",VLOOKUP($D1035,'DER Output'!$S$18:$W$41,4,FALSE),VLOOKUP($D1035,'DER Output'!$S$18:$W$41,5,FALSE))","v":0.57498529407079435},{"$f":"IF($C1035=\"S\",VLOOKUP($D1035,'DER Output'!$S$18:$W$41,4,FALSE),VLOOKUP($D1035,'DER Output'!$S$18:$W$41,5,FALSE))","v":0.57498529407079435},{"$f":"IFERROR(IF(OR(C1035=\"S\",C1035=\"D\"),VLOOKUP(B1035,'Seasonal Customer Count'!$B:$I,4,FALSE),IF(C1035=\"W\",VLOOKUP(B1035,'Seasonal Customer Count'!$B:$P,12,FALSE),\"Check\")),0)","v":0},{"$f":"IFERROR(IF(OR(C1035=\"S\",C1035=\"D\"),VLOOKUP(B1035,'Seasonal Customer Count'!$B:$P,5,FALSE),IF(C1035=\"W\",VLOOKUP(B1035,'Seasonal Customer Count'!$B:$P,13,FALSE),\"Check\")),0)","v":0},{"$f":"IFERROR(IF(OR(C1035=\"S\",C1035=\"D\"),VLOOKUP(B1035,'Seasonal Customer Count'!$B:$P,6,FALSE),IF(C1035=\"W\",VLOOKUP(B1035,'Seasonal Customer Count'!$B:$P,14,FALSE),\"Check\")),0)","v":0},{"$f":"IFERROR(IF(OR(C1035=\"S\",C1035=\"D\"),VLOOKUP(B1035,'Seasonal Customer Count'!$B:$P,7,FALSE),IF(C1035=\"W\",VLOOKUP(B1035,'Seasonal Customer Count'!$B:$P,15,FALSE),\"Check\")),0)","v":1},{"$f":"IFERROR(IF(OR(C1035=\"S\",C1035=\"D\"),VLOOKUP(B1035,'Seasonal Customer Count'!$B:$P,8,FALSE),IF(C1035=\"W\",VLOOKUP(B1035,'Seasonal Customer Count'!$B:$P,16,FALSE),\"Check\")),0)","v":0},{"$f":"Summary!$D$8*(K1035*'Average Project Size'!$F$6+L1035*'Average Project Size'!$F$7+M1035*'Average Project Size'!$F$8+N1035*'Average Project Size'!$F$10+O1035*'Average Project Size'!$F$9)/1000","v":2.9355110231040001E-3},{"$f":"Summary!$D$8*(K1035*F1035*'Average Project Size'!$F$6+L1035*G1035*'Average Project Size'!$F$7+M1035*H1035*'Average Project Size'!$F$8+N1035*I1035*'Average Project Size'!$F$10+O1035*J1035*'Average Project Size'!$F$9)/1000","v":1.6878756688675116E-3}]
[null,{"$f":"'Peak Identification'!B1034","v":"VTRY18"},{"$f":"'Peak Identification'!D1034","v":"S"},{"$f":"'Peak Identification'!E1034","v":18},{"$f":"VLOOKUP($D1036,'DER Output'!$S$17:$X$41,6,FALSE)","v":0.16032398020038169},{"$f":"IF($C1036=\"S\",VLOOKUP($D1036,'DER Output'!$S$18:$W$41,2,FALSE),VLOOKUP($D1036,'DER Output'!$S$18:$W$41,3,FALSE))","v":0.17224423800777711},{"$f":"IF($C1036=\"S\",VLOOKUP($D1036,'DER Output'!$S$18:$W$41,4,FALSE),VLOOKUP($D1036,'DER Output'!$S$18:$W$41,5,FALSE))","v":0.17224423800777711},{"$f":"IF($C1036=\"S\",VLOOKUP($D1036,'DER Output'!$S$18:$W$41,4,FALSE),VLOOKUP($D1036,'DER Output'!$S$18:$W$41,5,FALSE))","v":0.17224423800777711},{"$f":"IF($C1036=\"S\",VLOOKUP($D1036,'DER Output'!$S$18:$W$41,4,FALSE),VLOOKUP($D1036,'DER Output'!$S$18:$W$41,5,FALSE))","v":0.17224423800777711},{"$f":"IF($C1036=\"S\",VLOOKUP($D1036,'DER Output'!$S$18:$W$41,4,FALSE),VLOOKUP($D1036,'DER Output'!$S$18:$W$41,5,FALSE))","v":0.17224423800777711},{"$f":"IFERROR(IF(OR(C1036=\"S\",C1036=\"D\"),VLOOKUP(B1036,'Seasonal Customer Count'!$B:$I,4,FALSE),IF(C1036=\"W\",VLOOKUP(B1036,'Seasonal Customer Count'!$B:$P,12,FALSE),\"Check\")),0)","v":0},{"$f":"IFERROR(IF(OR(C1036=\"S\",C1036=\"D\"),VLOOKUP(B1036,'Seasonal Customer Count'!$B:$P,5,FALSE),IF(C1036=\"W\",VLOOKUP(B1036,'Seasonal Customer Count'!$B:$P,13,FALSE),\"Check\")),0)","v":0},{"$f":"IFERROR(IF(OR(C1036=\"S\",C1036=\"D\"),VLOOKUP(B1036,'Seasonal Customer Count'!$B:$P,6,FALSE),IF(C1036=\"W\",VLOOKUP(B1036,'Seasonal Customer Count'!$B:$P,14,FALSE),\"Check\")),0)","v":0},{"$f":"IFERROR(IF(OR(C1036=\"S\",C1036=\"D\"),VLOOKUP(B1036,'Seasonal Customer Count'!$B:$P,7,FALSE),IF(C1036=\"W\",VLOOKUP(B1036,'Seasonal Customer Count'!$B:$P,15,FALSE),\"Check\")),0)","v":0},{"$f":"IFERROR(IF(OR(C1036=\"S\",C1036=\"D\"),VLOOKUP(B1036,'Seasonal Customer Count'!$B:$P,8,FALSE),IF(C1036=\"W\",VLOOKUP(B1036,'Seasonal Customer Count'!$B:$P,16,FALSE),\"Check\")),0)","v":0},{"$f":"Summary!$D$8*(K1036*'Average Project Size'!$F$6+L1036*'Average Project Size'!$F$7+M1036*'Average Project Size'!$F$8+N1036*'Average Project Size'!$F$10+O1036*'Average Project Size'!$F$9)/1000","v":0},{"$f":"Summary!$D$8*(K1036*F1036*'Average Project Size'!$F$6+L1036*G1036*'Average Project Size'!$F$7+M1036*H1036*'Average Project Size'!$F$8+N1036*I1036*'Average Project Size'!$F$10+O1036*J1036*'Average Project Size'!$F$9)/1000","v":0}]
[null,{"$f":"'Peak Identification'!B1035","v":"VTRY T-131"},{"$f":"'Peak Identification'!D1035","v":"S"},{"$f":"'Peak Identification'!E1035","v":15},{"$f":"VLOOKUP($D1037,'DER Output'!$S$17:$X$41,6,FALSE)","v":0.24675324675324678},{"$f":"IF($C1037=\"S\",VLOOKUP($D1037,'DER Output'!$S$18:$W$41,2,FALSE),VLOOKUP($D1037,'DER Output'!$S$18:$W$41,3,FALSE))","v":0.57498529407079435},{"$f":"IF($C1037=\"S\",VLOOKUP($D1037,'DER Output'!$S$18:$W$41,4,FALSE),VLOOKUP($D1037,'DER Output'!$S$18:$W$41,5,FALSE))","v":0.57498529407079435},{"$f":"IF($C1037=\"S\",VLOOKUP($D1037,'DER Output'!$S$18:$W$41,4,FALSE),VLOOKUP($D1037,'DER Output'!$S$18:$W$41,5,FALSE))","v":0.57498529407079435},{"$f":"IF($C1037=\"S\",VLOOKUP($D1037,'DER Output'!$S$18:$W$41,4,FALSE),VLOOKUP($D1037,'DER Output'!$S$18:$W$41,5,FALSE))","v":0.57498529407079435},{"$f":"IF($C1037=\"S\",VLOOKUP($D1037,'DER Output'!$S$18:$W$41,4,FALSE),VLOOKUP($D1037,'DER Output'!$S$18:$W$41,5,FALSE))","v":0.57498529407079435},{"$f":"IFERROR(IF(OR(C1037=\"S\",C1037=\"D\"),VLOOKUP(B1037,'Seasonal Customer Count'!$B:$I,4,FALSE),IF(C1037=\"W\",VLOOKUP(B1037,'Seasonal Customer Count'!$B:$P,12,FALSE),\"Check\")),0)","v":2343},{"$f":"IFERROR(IF(OR(C1037=\"S\",C1037=\"D\"),VLOOKUP(B1037,'Seasonal Customer Count'!$B:$P,5,FALSE),IF(C1037=\"W\",VLOOKUP(B1037,'Seasonal Customer Count'!$B:$P,13,FALSE),\"Check\")),0)","v":115},{"$f":"IFERROR(IF(OR(C1037=\"S\",C1037=\"D\"),VLOOKUP(B1037,'Seasonal Customer Count'!$B:$P,6,FALSE),IF(C1037=\"W\",VLOOKUP(B1037,'Seasonal Customer Count'!$B:$P,14,FALSE),\"Check\")),0)","v":272},{"$f":"IFERROR(IF(OR(C1037=\"S\",C1037=\"D\"),VLOOKUP(B1037,'Seasonal Customer Count'!$B:$P,7,FALSE),IF(C1037=\"W\",VLOOKUP(B1037,'Seasonal Customer Count'!$B:$P,15,FALSE),\"Check\")),0)","v":4},{"$f":"IFERROR(IF(OR(C1037=\"S\",C1037=\"D\"),VLOOKUP(B1037,'Seasonal Customer Count'!$B:$P,8,FALSE),IF(C1037=\"W\",VLOOKUP(B1037,'Seasonal Customer Count'!$B:$P,16,FALSE),\"Check\")),0)","v":0},{"$f":"Summary!$D$8*(K1037*'Average Project Size'!$F$6+L1037*'Average Project Size'!$F$7+M1037*'Average Project Size'!$F$8+N1037*'Average Project Size'!$F$10+O1037*'Average Project Size'!$F$9)/1000","v":0.1600843172276406},{"$f":"Summary!$D$8*(K1037*F1037*'Average Project Size'!$F$6+L1037*G1037*'Average Project Size'!$F$7+M1037*H1037*'Average Project Size'!$F$8+N1037*I1037*'Average Project Size'!$F$10+O1037*J1037*'Average Project Size'!$F$9)/1000","v":9.2046128217257259E-2}]
[null,{"$f":"'Peak Identification'!B1036","v":"VTRY T-132"},{"$f":"'Peak Identification'!D1036","v":"S"},{"$f":"'Peak Identification'!E1036","v":16},{"$f":"VLOOKUP($D1038,'DER Output'!$S$17:$X$41,6,FALSE)","v":0.22644022312513051},{"$f":"IF($C1038=\"S\",VLOOKUP($D1038,'DER Output'!$S$18:$W$41,2,FALSE),VLOOKUP($D1038,'DER Output'!$S$18:$W$41,3,FALSE))","v":0.44781407722569133},{"$f":"IF($C1038=\"S\",VLOOKUP($D1038,'DER Output'!$S$18:$W$41,4,FALSE),VLOOKUP($D1038,'DER Output'!$S$18:$W$41,5,FALSE))","v":0.44781407722569133},{"$f":"IF($C1038=\"S\",VLOOKUP($D1038,'DER Output'!$S$18:$W$41,4,FALSE),VLOOKUP($D1038,'DER Output'!$S$18:$W$41,5,FALSE))","v":0.44781407722569133},{"$f":"IF($C1038=\"S\",VLOOKUP($D1038,'DER Output'!$S$18:$W$41,4,FALSE),VLOOKUP($D1038,'DER Output'!$S$18:$W$41,5,FALSE))","v":0.44781407722569133},{"$f":"IF($C1038=\"S\",VLOOKUP($D1038,'DER Output'!$S$18:$W$41,4,FALSE),VLOOKUP($D1038,'DER Output'!$S$18:$W$41,5,FALSE))","v":0.44781407722569133},{"$f":"IFERROR(IF(OR(C1038=\"S\",C1038=\"D\"),VLOOKUP(B1038,'Seasonal Customer Count'!$B:$I,4,FALSE),IF(C1038=\"W\",VLOOKUP(B1038,'Seasonal Customer Count'!$B:$P,12,FALSE),\"Check\")),0)","v":597},{"$f":"IFERROR(IF(OR(C1038=\"S\",C1038=\"D\"),VLOOKUP(B1038,'Seasonal Customer Count'!$B:$P,5,FALSE),IF(C1038=\"W\",VLOOKUP(B1038,'Seasonal Customer Count'!$B:$P,13,FALSE),\"Check\")),0)","v":30},{"$f":"IFERROR(IF(OR(C1038=\"S\",C1038=\"D\"),VLOOKUP(B1038,'Seasonal Customer Count'!$B:$P,6,FALSE),IF(C1038=\"W\",VLOOKUP(B1038,'Seasonal Customer Count'!$B:$P,14,FALSE),\"Check\")),0)","v":100},{"$f":"IFERROR(IF(OR(C1038=\"S\",C1038=\"D\"),VLOOKUP(B1038,'Seasonal Customer Count'!$B:$P,7,FALSE),IF(C1038=\"W\",VLOOKUP(B1038,'Seasonal Customer Count'!$B:$P,15,FALSE),\"Check\")),0)","v":4},{"$f":"IFERROR(IF(OR(C1038=\"S\",C1038=\"D\"),VLOOKUP(B1038,'Seasonal Customer Count'!$B:$P,8,FALSE),IF(C1038=\"W\",VLOOKUP(B1038,'Seasonal Customer Count'!$B:$P,16,FALSE),\"Check\")),0)","v":0},{"$f":"Summary!$D$8*(K1038*'Average Project Size'!$F$6+L1038*'Average Project Size'!$F$7+M1038*'Average Project Size'!$F$8+N1038*'Average Project Size'!$F$10+O1038*'Average Project Size'!$F$9)/1000","v":5.4869898496626303E-2},{"$f":"Summary!$D$8*(K1038*F1038*'Average Project Size'!$F$6+L1038*G1038*'Average Project Size'!$F$7+M1038*H1038*'Average Project Size'!$F$8+N1038*I1038*'Average Project Size'!$F$10+O1038*J1038*'Average Project Size'!$F$9)/1000","v":2.4571512962734063E-2}]
[null,{"$f":"'Peak Identification'!B1037","v":"WARE11"},{"$f":"'Peak Identification'!D1037","v":"S"},{"$f":"'Peak Identification'!E1037","v":17},{"$f":"VLOOKUP($D1039,'DER Output'!$S$17:$X$41,6,FALSE)","v":0.19174838710475617},{"$f":"IF($C1039=\"S\",VLOOKUP($D1039,'DER Output'!$S$18:$W$41,2,FALSE),VLOOKUP($D1039,'DER Output'!$S$18:$W$41,3,FALSE))","v":0.30300399777640191},{"$f":"IF($C1039=\"S\",VLOOKUP($D1039,'DER Output'!$S$18:$W$41,4,FALSE),VLOOKUP($D1039,'DER Output'!$S$18:$W$41,5,FALSE))","v":0.30300399777640191},{"$f":"IF($C1039=\"S\",VLOOKUP($D1039,'DER Output'!$S$18:$W$41,4,FALSE),VLOOKUP($D1039,'DER Output'!$S$18:$W$41,5,FALSE))","v":0.30300399777640191},{"$f":"IF($C1039=\"S\",VLOOKUP($D1039,'DER Output'!$S$18:$W$41,4,FALSE),VLOOKUP($D1039,'DER Output'!$S$18:$W$41,5,FALSE))","v":0.30300399777640191},{"$f":"IF($C1039=\"S\",VLOOKUP($D1039,'DER Output'!$S$18:$W$41,4,FALSE),VLOOKUP($D1039,'DER Output'!$S$18:$W$41,5,FALSE))","v":0.30300399777640191},{"$f":"IFERROR(IF(OR(C1039=\"S\",C1039=\"D\"),VLOOKUP(B1039,'Seasonal Customer Count'!$B:$I,4,FALSE),IF(C1039=\"W\",VLOOKUP(B1039,'Seasonal Customer Count'!$B:$P,12,FALSE),\"Check\")),0)","v":152},{"$f":"IFERROR(IF(OR(C1039=\"S\",C1039=\"D\"),VLOOKUP(B1039,'Seasonal Customer Count'!$B:$P,5,FALSE),IF(C1039=\"W\",VLOOKUP(B1039,'Seasonal Customer Count'!$B:$P,13,FALSE),\"Check\")),0)","v":20},{"$f":"IFERROR(IF(OR(C1039=\"S\",C1039=\"D\"),VLOOKUP(B1039,'Seasonal Customer Count'!$B:$P,6,FALSE),IF(C1039=\"W\",VLOOKUP(B1039,'Seasonal Customer Count'!$B:$P,14,FALSE),\"Check\")),0)","v":24},{"$f":"IFERROR(IF(OR(C1039=\"S\",C1039=\"D\"),VLOOKUP(B1039,'Seasonal Customer Count'!$B:$P,7,FALSE),IF(C1039=\"W\",VLOOKUP(B1039,'Seasonal Customer Count'!$B:$P,15,FALSE),\"Check\")),0)","v":1},{"$f":"IFERROR(IF(OR(C1039=\"S\",C1039=\"D\"),VLOOKUP(B1039,'Seasonal Customer Count'!$B:$P,8,FALSE),IF(C1039=\"W\",VLOOKUP(B1039,'Seasonal Customer Count'!$B:$P,16,FALSE),\"Check\")),0)","v":79},{"$f":"Summary!$D$8*(K1039*'Average Project Size'!$F$6+L1039*'Average Project Size'!$F$7+M1039*'Average Project Size'!$F$8+N1039*'Average Project Size'!$F$10+O1039*'Average Project Size'!$F$9)/1000","v":6.4817910186535169E-2},{"$f":"Summary!$D$8*(K1039*F1039*'Average Project Size'!$F$6+L1039*G1039*'Average Project Size'!$F$7+M1039*H1039*'Average Project Size'!$F$8+N1039*I1039*'Average Project Size'!$F$10+O1039*J1039*'Average Project Size'!$F$9)/1000","v":1.9640085914031925E-2}]
[null,{"$f":"'Peak Identification'!B1038","v":"WARE12"},{"$f":"'Peak Identification'!D1038","v":"S"},{"$f":"'Peak Identification'!E1038","v":16},{"$f":"VLOOKUP($D1040,'DER Output'!$S$17:$X$41,6,FALSE)","v":0.22644022312513051},{"$f":"IF($C1040=\"S\",VLOOKUP($D1040,'DER Output'!$S$18:$W$41,2,FALSE),VLOOKUP($D1040,'DER Output'!$S$18:$W$41,3,FALSE))","v":0.44781407722569133},{"$f":"IF($C1040=\"S\",VLOOKUP($D1040,'DER Output'!$S$18:$W$41,4,FALSE),VLOOKUP($D1040,'DER Output'!$S$18:$W$41,5,FALSE))","v":0.44781407722569133},{"$f":"IF($C1040=\"S\",VLOOKUP($D1040,'DER Output'!$S$18:$W$41,4,FALSE),VLOOKUP($D1040,'DER Output'!$S$18:$W$41,5,FALSE))","v":0.44781407722569133},{"$f":"IF($C1040=\"S\",VLOOKUP($D1040,'DER Output'!$S$18:$W$41,4,FALSE),VLOOKUP($D1040,'DER Output'!$S$18:$W$41,5,FALSE))","v":0.44781407722569133},{"$f":"IF($C1040=\"S\",VLOOKUP($D1040,'DER Output'!$S$18:$W$41,4,FALSE),VLOOKUP($D1040,'DER Output'!$S$18:$W$41,5,FALSE))","v":0.44781407722569133},{"$f":"IFERROR(IF(OR(C1040=\"S\",C1040=\"D\"),VLOOKUP(B1040,'Seasonal Customer Count'!$B:$I,4,FALSE),IF(C1040=\"W\",VLOOKUP(B1040,'Seasonal Customer Count'!$B:$P,12,FALSE),\"Check\")),0)","v":0},{"$f":"IFERROR(IF(OR(C1040=\"S\",C1040=\"D\"),VLOOKUP(B1040,'Seasonal Customer Count'!$B:$P,5,FALSE),IF(C1040=\"W\",VLOOKUP(B1040,'Seasonal Customer Count'!$B:$P,13,FALSE),\"Check\")),0)","v":0},{"$f":"IFERROR(IF(OR(C1040=\"S\",C1040=\"D\"),VLOOKUP(B1040,'Seasonal Customer Count'!$B:$P,6,FALSE),IF(C1040=\"W\",VLOOKUP(B1040,'Seasonal Customer Count'!$B:$P,14,FALSE),\"Check\")),0)","v":2},{"$f":"IFERROR(IF(OR(C1040=\"S\",C1040=\"D\"),VLOOKUP(B1040,'Seasonal Customer Count'!$B:$P,7,FALSE),IF(C1040=\"W\",VLOOKUP(B1040,'Seasonal Customer Count'!$B:$P,15,FALSE),\"Check\")),0)","v":0},{"$f":"IFERROR(IF(OR(C1040=\"S\",C1040=\"D\"),VLOOKUP(B1040,'Seasonal Customer Count'!$B:$P,8,FALSE),IF(C1040=\"W\",VLOOKUP(B1040,'Seasonal Customer Count'!$B:$P,16,FALSE),\"Check\")),0)","v":2},{"$f":"Summary!$D$8*(K1040*'Average Project Size'!$F$6+L1040*'Average Project Size'!$F$7+M1040*'Average Project Size'!$F$8+N1040*'Average Project Size'!$F$10+O1040*'Average Project Size'!$F$9)/1000","v":1.6160229537656276E-3},{"$f":"Summary!$D$8*(K1040*F1040*'Average Project Size'!$F$6+L1040*G1040*'Average Project Size'!$F$7+M1040*H1040*'Average Project Size'!$F$8+N1040*I1040*'Average Project Size'!$F$10+O1040*J1040*'Average Project Size'!$F$9)/1000","v":7.2367782781609057E-4}]
[null,{"$f":"'Peak Identification'!B1039","v":"WARE T-061"},{"$f":"'Peak Identification'!D1039","v":"S"},{"$f":"'Peak Identification'!E1039","v":16},{"$f":"VLOOKUP($D1041,'DER Output'!$S$17:$X$41,6,FALSE)","v":0.22644022312513051},{"$f":"IF($C1041=\"S\",VLOOKUP($D1041,'DER Output'!$S$18:$W$41,2,FALSE),VLOOKUP($D1041,'DER Output'!$S$18:$W$41,3,FALSE))","v":0.44781407722569133},{"$f":"IF($C1041=\"S\",VLOOKUP($D1041,'DER Output'!$S$18:$W$41,4,FALSE),VLOOKUP($D1041,'DER Output'!$S$18:$W$41,5,FALSE))","v":0.44781407722569133},{"$f":"IF($C1041=\"S\",VLOOKUP($D1041,'DER Output'!$S$18:$W$41,4,FALSE),VLOOKUP($D1041,'DER Output'!$S$18:$W$41,5,FALSE))","v":0.44781407722569133},{"$f":"IF($C1041=\"S\",VLOOKUP($D1041,'DER Output'!$S$18:$W$41,4,FALSE),VLOOKUP($D1041,'DER Output'!$S$18:$W$41,5,FALSE))","v":0.44781407722569133},{"$f":"IF($C1041=\"S\",VLOOKUP($D1041,'DER Output'!$S$18:$W$41,4,FALSE),VLOOKUP($D1041,'DER Output'!$S$18:$W$41,5,FALSE))","v":0.44781407722569133},{"$f":"IFERROR(IF(OR(C1041=\"S\",C1041=\"D\"),VLOOKUP(B1041,'Seasonal Customer Count'!$B:$I,4,FALSE),IF(C1041=\"W\",VLOOKUP(B1041,'Seasonal Customer Count'!$B:$P,12,FALSE),\"Check\")),0)","v":152},{"$f":"IFERROR(IF(OR(C1041=\"S\",C1041=\"D\"),VLOOKUP(B1041,'Seasonal Customer Count'!$B:$P,5,FALSE),IF(C1041=\"W\",VLOOKUP(B1041,'Seasonal Customer Count'!$B:$P,13,FALSE),\"Check\")),0)","v":20},{"$f":"IFERROR(IF(OR(C1041=\"S\",C1041=\"D\"),VLOOKUP(B1041,'Seasonal Customer Count'!$B:$P,6,FALSE),IF(C1041=\"W\",VLOOKUP(B1041,'Seasonal Customer Count'!$B:$P,14,FALSE),\"Check\")),0)","v":26},{"$f":"IFERROR(IF(OR(C1041=\"S\",C1041=\"D\"),VLOOKUP(B1041,'Seasonal Customer Count'!$B:$P,7,FALSE),IF(C1041=\"W\",VLOOKUP(B1041,'Seasonal Customer Count'!$B:$P,15,FALSE),\"Check\")),0)","v":1},{"$f":"IFERROR(IF(OR(C1041=\"S\",C1041=\"D\"),VLOOKUP(B1041,'Seasonal Customer Count'!$B:$P,8,FALSE),IF(C1041=\"W\",VLOOKUP(B1041,'Seasonal Customer Count'!$B:$P,16,FALSE),\"Check\")),0)","v":81},{"$f":"Summary!$D$8*(K1041*'Average Project Size'!$F$6+L1041*'Average Project Size'!$F$7+M1041*'Average Project Size'!$F$8+N1041*'Average Project Size'!$F$10+O1041*'Average Project Size'!$F$9)/1000","v":6.6433933140300813E-2},{"$f":"Summary!$D$8*(K1041*F1041*'Average Project Size'!$F$6+L1041*G1041*'Average Project Size'!$F$7+M1041*H1041*'Average Project Size'!$F$8+N1041*I1041*'Average Project Size'!$F$10+O1041*J1041*'Average Project Size'!$F$9)/1000","v":2.9750050465697078E-2}]
[null,{"$f":"'Peak Identification'!B1040","v":"WBUT11"},{"$f":"'Peak Identification'!D1040","v":"S"},{"$f":"'Peak Identification'!E1040","v":22},{"$f":"VLOOKUP($D1042,'DER Output'!$S$17:$X$41,6,FALSE)","v":0},{"$f":"IF($C1042=\"S\",VLOOKUP($D1042,'DER Output'!$S$18:$W$41,2,FALSE),VLOOKUP($D1042,'DER Output'!$S$18:$W$41,3,FALSE))","v":4.7662353088631345E-4},{"$f":"IF($C1042=\"S\",VLOOKUP($D1042,'DER Output'!$S$18:$W$41,4,FALSE),VLOOKUP($D1042,'DER Output'!$S$18:$W$41,5,FALSE))","v":4.7662353088631345E-4},{"$f":"IF($C1042=\"S\",VLOOKUP($D1042,'DER Output'!$S$18:$W$41,4,FALSE),VLOOKUP($D1042,'DER Output'!$S$18:$W$41,5,FALSE))","v":4.7662353088631345E-4},{"$f":"IF($C1042=\"S\",VLOOKUP($D1042,'DER Output'!$S$18:$W$41,4,FALSE),VLOOKUP($D1042,'DER Output'!$S$18:$W$41,5,FALSE))","v":4.7662353088631345E-4},{"$f":"IF($C1042=\"S\",VLOOKUP($D1042,'DER Output'!$S$18:$W$41,4,FALSE),VLOOKUP($D1042,'DER Output'!$S$18:$W$41,5,FALSE))","v":4.7662353088631345E-4},{"$f":"IFERROR(IF(OR(C1042=\"S\",C1042=\"D\"),VLOOKUP(B1042,'Seasonal Customer Count'!$B:$I,4,FALSE),IF(C1042=\"W\",VLOOKUP(B1042,'Seasonal Customer Count'!$B:$P,12,FALSE),\"Check\")),0)","v":27},{"$f":"IFERROR(IF(OR(C1042=\"S\",C1042=\"D\"),VLOOKUP(B1042,'Seasonal Customer Count'!$B:$P,5,FALSE),IF(C1042=\"W\",VLOOKUP(B1042,'Seasonal Customer Count'!$B:$P,13,FALSE),\"Check\")),0)","v":9},{"$f":"IFERROR(IF(OR(C1042=\"S\",C1042=\"D\"),VLOOKUP(B1042,'Seasonal Customer Count'!$B:$P,6,FALSE),IF(C1042=\"W\",VLOOKUP(B1042,'Seasonal Customer Count'!$B:$P,14,FALSE),\"Check\")),0)","v":4},{"$f":"IFERROR(IF(OR(C1042=\"S\",C1042=\"D\"),VLOOKUP(B1042,'Seasonal Customer Count'!$B:$P,7,FALSE),IF(C1042=\"W\",VLOOKUP(B1042,'Seasonal Customer Count'!$B:$P,15,FALSE),\"Check\")),0)","v":0},{"$f":"IFERROR(IF(OR(C1042=\"S\",C1042=\"D\"),VLOOKUP(B1042,'Seasonal Customer Count'!$B:$P,8,FALSE),IF(C1042=\"W\",VLOOKUP(B1042,'Seasonal Customer Count'!$B:$P,16,FALSE),\"Check\")),0)","v":30},{"$f":"Summary!$D$8*(K1042*'Average Project Size'!$F$6+L1042*'Average Project Size'!$F$7+M1042*'Average Project Size'!$F$8+N1042*'Average Project Size'!$F$10+O1042*'Average Project Size'!$F$9)/1000","v":2.1502096086860847E-2},{"$f":"Summary!$D$8*(K1042*F1042*'Average Project Size'!$F$6+L1042*G1042*'Average Project Size'!$F$7+M1042*H1042*'Average Project Size'!$F$8+N1042*I1042*'Average Project Size'!$F$10+O1042*J1042*'Average Project Size'!$F$9)/1000","v":1.0248404958376402E-5}]
[null,{"$f":"'Peak Identification'!B1041","v":"WBUT12"},{"$f":"'Peak Identification'!D1041","v":"S"},{"$f":"'Peak Identification'!E1041","v":21},{"$f":"VLOOKUP($D1043,'DER Output'!$S$17:$X$41,6,FALSE)","v":0},{"$f":"IF($C1043=\"S\",VLOOKUP($D1043,'DER Output'!$S$18:$W$41,2,FALSE),VLOOKUP($D1043,'DER Output'!$S$18:$W$41,3,FALSE))","v":9.5068228432060471E-4},{"$f":"IF($C1043=\"S\",VLOOKUP($D1043,'DER Output'!$S$18:$W$41,4,FALSE),VLOOKUP($D1043,'DER Output'!$S$18:$W$41,5,FALSE))","v":9.5068228432060471E-4},{"$f":"IF($C1043=\"S\",VLOOKUP($D1043,'DER Output'!$S$18:$W$41,4,FALSE),VLOOKUP($D1043,'DER Output'!$S$18:$W$41,5,FALSE))","v":9.5068228432060471E-4},{"$f":"IF($C1043=\"S\",VLOOKUP($D1043,'DER Output'!$S$18:$W$41,4,FALSE),VLOOKUP($D1043,'DER Output'!$S$18:$W$41,5,FALSE))","v":9.5068228432060471E-4},{"$f":"IF($C1043=\"S\",VLOOKUP($D1043,'DER Output'!$S$18:$W$41,4,FALSE),VLOOKUP($D1043,'DER Output'!$S$18:$W$41,5,FALSE))","v":9.5068228432060471E-4},{"$f":"IFERROR(IF(OR(C1043=\"S\",C1043=\"D\"),VLOOKUP(B1043,'Seasonal Customer Count'!$B:$I,4,FALSE),IF(C1043=\"W\",VLOOKUP(B1043,'Seasonal Customer Count'!$B:$P,12,FALSE),\"Check\")),0)","v":25},{"$f":"IFERROR(IF(OR(C1043=\"S\",C1043=\"D\"),VLOOKUP(B1043,'Seasonal Customer Count'!$B:$P,5,FALSE),IF(C1043=\"W\",VLOOKUP(B1043,'Seasonal Customer Count'!$B:$P,13,FALSE),\"Check\")),0)","v":4},{"$f":"IFERROR(IF(OR(C1043=\"S\",C1043=\"D\"),VLOOKUP(B1043,'Seasonal Customer Count'!$B:$P,6,FALSE),IF(C1043=\"W\",VLOOKUP(B1043,'Seasonal Customer Count'!$B:$P,14,FALSE),\"Check\")),0)","v":1},{"$f":"IFERROR(IF(OR(C1043=\"S\",C1043=\"D\"),VLOOKUP(B1043,'Seasonal Customer Count'!$B:$P,7,FALSE),IF(C1043=\"W\",VLOOKUP(B1043,'Seasonal Customer Count'!$B:$P,15,FALSE),\"Check\")),0)","v":0},{"$f":"IFERROR(IF(OR(C1043=\"S\",C1043=\"D\"),VLOOKUP(B1043,'Seasonal Customer Count'!$B:$P,8,FALSE),IF(C1043=\"W\",VLOOKUP(B1043,'Seasonal Customer Count'!$B:$P,16,FALSE),\"Check\")),0)","v":20},{"$f":"Summary!$D$8*(K1043*'Average Project Size'!$F$6+L1043*'Average Project Size'!$F$7+M1043*'Average Project Size'!$F$8+N1043*'Average Project Size'!$F$10+O1043*'Average Project Size'!$F$9)/1000","v":1.4179631036094596E-2},{"$f":"Summary!$D$8*(K1043*F1043*'Average Project Size'!$F$6+L1043*G1043*'Average Project Size'!$F$7+M1043*H1043*'Average Project Size'!$F$8+N1043*I1043*'Average Project Size'!$F$10+O1043*J1043*'Average Project Size'!$F$9)/1000","v":1.348032402421775E-5}]
[null,{"$f":"'Peak Identification'!B1042","v":"WBUT13"},{"$f":"'Peak Identification'!D1042","v":"S"},{"$f":"'Peak Identification'!E1042","v":14},{"$f":"VLOOKUP($D1044,'DER Output'!$S$17:$X$41,6,FALSE)","v":0.26694349499860076},{"$f":"IF($C1044=\"S\",VLOOKUP($D1044,'DER Output'!$S$18:$W$41,2,FALSE),VLOOKUP($D1044,'DER Output'!$S$18:$W$41,3,FALSE))","v":0.65426593965075153},{"$f":"IF($C1044=\"S\",VLOOKUP($D1044,'DER Output'!$S$18:$W$41,4,FALSE),VLOOKUP($D1044,'DER Output'!$S$18:$W$41,5,FALSE))","v":0.65426593965075153},{"$f":"IF($C1044=\"S\",VLOOKUP($D1044,'DER Output'!$S$18:$W$41,4,FALSE),VLOOKUP($D1044,'DER Output'!$S$18:$W$41,5,FALSE))","v":0.65426593965075153},{"$f":"IF($C1044=\"S\",VLOOKUP($D1044,'DER Output'!$S$18:$W$41,4,FALSE),VLOOKUP($D1044,'DER Output'!$S$18:$W$41,5,FALSE))","v":0.65426593965075153},{"$f":"IF($C1044=\"S\",VLOOKUP($D1044,'DER Output'!$S$18:$W$41,4,FALSE),VLOOKUP($D1044,'DER Output'!$S$18:$W$41,5,FALSE))","v":0.65426593965075153},{"$f":"IFERROR(IF(OR(C1044=\"S\",C1044=\"D\"),VLOOKUP(B1044,'Seasonal Customer Count'!$B:$I,4,FALSE),IF(C1044=\"W\",VLOOKUP(B1044,'Seasonal Customer Count'!$B:$P,12,FALSE),\"Check\")),0)","v":9},{"$f":"IFERROR(IF(OR(C1044=\"S\",C1044=\"D\"),VLOOKUP(B1044,'Seasonal Customer Count'!$B:$P,5,FALSE),IF(C1044=\"W\",VLOOKUP(B1044,'Seasonal Customer Count'!$B:$P,13,FALSE),\"Check\")),0)","v":1},{"$f":"IFERROR(IF(OR(C1044=\"S\",C1044=\"D\"),VLOOKUP(B1044,'Seasonal Customer Count'!$B:$P,6,FALSE),IF(C1044=\"W\",VLOOKUP(B1044,'Seasonal Customer Count'!$B:$P,14,FALSE),\"Check\")),0)","v":3},{"$f":"IFERROR(IF(OR(C1044=\"S\",C1044=\"D\"),VLOOKUP(B1044,'Seasonal Customer Count'!$B:$P,7,FALSE),IF(C1044=\"W\",VLOOKUP(B1044,'Seasonal Customer Count'!$B:$P,15,FALSE),\"Check\")),0)","v":0},{"$f":"IFERROR(IF(OR(C1044=\"S\",C1044=\"D\"),VLOOKUP(B1044,'Seasonal Customer Count'!$B:$P,8,FALSE),IF(C1044=\"W\",VLOOKUP(B1044,'Seasonal Customer Count'!$B:$P,16,FALSE),\"Check\")),0)","v":17},{"$f":"Summary!$D$8*(K1044*'Average Project Size'!$F$6+L1044*'Average Project Size'!$F$7+M1044*'Average Project Size'!$F$8+N1044*'Average Project Size'!$F$10+O1044*'Average Project Size'!$F$9)/1000","v":1.1759511325638745E-2},{"$f":"Summary!$D$8*(K1044*F1044*'Average Project Size'!$F$6+L1044*G1044*'Average Project Size'!$F$7+M1044*H1044*'Average Project Size'!$F$8+N1044*I1044*'Average Project Size'!$F$10+O1044*J1044*'Average Project Size'!$F$9)/1000","v":7.6938477273026887E-3}]
[null,{"$f":"'Peak Identification'!B1043","v":"WBUT T-051"},{"$f":"'Peak Identification'!D1043","v":"S"},{"$f":"'Peak Identification'!E1043","v":19},{"$f":"VLOOKUP($D1045,'DER Output'!$S$17:$X$41,6,FALSE)","v":0.11066797934994306},{"$f":"IF($C1045=\"S\",VLOOKUP($D1045,'DER Output'!$S$18:$W$41,2,FALSE),VLOOKUP($D1045,'DER Output'!$S$18:$W$41,3,FALSE))","v":7.5840560103576066E-2},{"$f":"IF($C1045=\"S\",VLOOKUP($D1045,'DER Output'!$S$18:$W$41,4,FALSE),VLOOKUP($D1045,'DER Output'!$S$18:$W$41,5,FALSE))","v":7.5840560103576066E-2},{"$f":"IF($C1045=\"S\",VLOOKUP($D1045,'DER Output'!$S$18:$W$41,4,FALSE),VLOOKUP($D1045,'DER Output'!$S$18:$W$41,5,FALSE))","v":7.5840560103576066E-2},{"$f":"IF($C1045=\"S\",VLOOKUP($D1045,'DER Output'!$S$18:$W$41,4,FALSE),VLOOKUP($D1045,'DER Output'!$S$18:$W$41,5,FALSE))","v":7.5840560103576066E-2},{"$f":"IF($C1045=\"S\",VLOOKUP($D1045,'DER Output'!$S$18:$W$41,4,FALSE),VLOOKUP($D1045,'DER Output'!$S$18:$W$41,5,FALSE))","v":7.5840560103576066E-2},{"$f":"IFERROR(IF(OR(C1045=\"S\",C1045=\"D\"),VLOOKUP(B1045,'Seasonal Customer Count'!$B:$I,4,FALSE),IF(C1045=\"W\",VLOOKUP(B1045,'Seasonal Customer Count'!$B:$P,12,FALSE),\"Check\")),0)","v":61},{"$f":"IFERROR(IF(OR(C1045=\"S\",C1045=\"D\"),VLOOKUP(B1045,'Seasonal Customer Count'!$B:$P,5,FALSE),IF(C1045=\"W\",VLOOKUP(B1045,'Seasonal Customer Count'!$B:$P,13,FALSE),\"Check\")),0)","v":14},{"$f":"IFERROR(IF(OR(C1045=\"S\",C1045=\"D\"),VLOOKUP(B1045,'Seasonal Customer Count'!$B:$P,6,FALSE),IF(C1045=\"W\",VLOOKUP(B1045,'Seasonal Customer Count'!$B:$P,14,FALSE),\"Check\")),0)","v":8},{"$f":"IFERROR(IF(OR(C1045=\"S\",C1045=\"D\"),VLOOKUP(B1045,'Seasonal Customer Count'!$B:$P,7,FALSE),IF(C1045=\"W\",VLOOKUP(B1045,'Seasonal Customer Count'!$B:$P,15,FALSE),\"Check\")),0)","v":0},{"$f":"IFERROR(IF(OR(C1045=\"S\",C1045=\"D\"),VLOOKUP(B1045,'Seasonal Customer Count'!$B:$P,8,FALSE),IF(C1045=\"W\",VLOOKUP(B1045,'Seasonal Customer Count'!$B:$P,16,FALSE),\"Check\")),0)","v":67},{"$f":"Summary!$D$8*(K1045*'Average Project Size'!$F$6+L1045*'Average Project Size'!$F$7+M1045*'Average Project Size'!$F$8+N1045*'Average Project Size'!$F$10+O1045*'Average Project Size'!$F$9)/1000","v":4.7441238448594186E-2},{"$f":"Summary!$D$8*(K1045*F1045*'Average Project Size'!$F$6+L1045*G1045*'Average Project Size'!$F$7+M1045*H1045*'Average Project Size'!$F$8+N1045*I1045*'Average Project Size'!$F$10+O1045*J1045*'Average Project Size'!$F$9)/1000","v":3.5979700959486906E-3}]
[null,{"$f":"'Peak Identification'!B1044","v":"WESR11"},{"$f":"'Peak Identification'!D1044","v":"W"},{"$f":"'Peak Identification'!E1044","v":8},{"$f":"VLOOKUP($D1046,'DER Output'!$S$17:$X$41,6,FALSE)","v":0},{"$f":"IF($C1046=\"S\",VLOOKUP($D1046,'DER Output'!$S$18:$W$41,2,FALSE),VLOOKUP($D1046,'DER Output'!$S$18:$W$41,3,FALSE))","v":2.4357194050013426E-2},{"$f":"IF($C1046=\"S\",VLOOKUP($D1046,'DER Output'!$S$18:$W$41,4,FALSE),VLOOKUP($D1046,'DER Output'!$S$18:$W$41,5,FALSE))","v":2.4357194050013426E-2},{"$f":"IF($C1046=\"S\",VLOOKUP($D1046,'DER Output'!$S$18:$W$41,4,FALSE),VLOOKUP($D1046,'DER Output'!$S$18:$W$41,5,FALSE))","v":2.4357194050013426E-2},{"$f":"IF($C1046=\"S\",VLOOKUP($D1046,'DER Output'!$S$18:$W$41,4,FALSE),VLOOKUP($D1046,'DER Output'!$S$18:$W$41,5,FALSE))","v":2.4357194050013426E-2},{"$f":"IF($C1046=\"S\",VLOOKUP($D1046,'DER Output'!$S$18:$W$41,4,FALSE),VLOOKUP($D1046,'DER Output'!$S$18:$W$41,5,FALSE))","v":2.4357194050013426E-2},{"$f":"IFERROR(IF(OR(C1046=\"S\",C1046=\"D\"),VLOOKUP(B1046,'Seasonal Customer Count'!$B:$I,4,FALSE),IF(C1046=\"W\",VLOOKUP(B1046,'Seasonal Customer Count'!$B:$P,12,FALSE),\"Check\")),0)","v":56},{"$f":"IFERROR(IF(OR(C1046=\"S\",C1046=\"D\"),VLOOKUP(B1046,'Seasonal Customer Count'!$B:$P,5,FALSE),IF(C1046=\"W\",VLOOKUP(B1046,'Seasonal Customer Count'!$B:$P,13,FALSE),\"Check\")),0)","v":51},{"$f":"IFERROR(IF(OR(C1046=\"S\",C1046=\"D\"),VLOOKUP(B1046,'Seasonal Customer Count'!$B:$P,6,FALSE),IF(C1046=\"W\",VLOOKUP(B1046,'Seasonal Customer Count'!$B:$P,14,FALSE),\"Check\")),0)","v":1},{"$f":"IFERROR(IF(OR(C1046=\"S\",C1046=\"D\"),VLOOKUP(B1046,'Seasonal Customer Count'!$B:$P,7,FALSE),IF(C1046=\"W\",VLOOKUP(B1046,'Seasonal Customer Count'!$B:$P,15,FALSE),\"Check\")),0)","v":11},{"$f":"IFERROR(IF(OR(C1046=\"S\",C1046=\"D\"),VLOOKUP(B1046,'Seasonal Customer Count'!$B:$P,8,FALSE),IF(C1046=\"W\",VLOOKUP(B1046,'Seasonal Customer Count'!$B:$P,16,FALSE),\"Check\")),0)","v":0},{"$f":"Summary!$D$8*(K1046*'Average Project Size'!$F$6+L1046*'Average Project Size'!$F$7+M1046*'Average Project Size'!$F$8+N1046*'Average Project Size'!$F$10+O1046*'Average Project Size'!$F$9)/1000","v":3.8429144241576521E-2},{"$f":"Summary!$D$8*(K1046*F1046*'Average Project Size'!$F$6+L1046*G1046*'Average Project Size'!$F$7+M1046*H1046*'Average Project Size'!$F$8+N1046*I1046*'Average Project Size'!$F$10+O1046*J1046*'Average Project Size'!$F$9)/1000","v":9.3602612346803523E-4}]
[null,{"$f":"'Peak Identification'!B1045","v":"WESR12"},{"$f":"'Peak Identification'!D1045","v":"S"},{"$f":"'Peak Identification'!E1045","v":12},{"$f":"VLOOKUP($D1047,'DER Output'!$S$17:$X$41,6,FALSE)","v":0},{"$f":"IF($C1047=\"S\",VLOOKUP($D1047,'DER Output'!$S$18:$W$41,2,FALSE),VLOOKUP($D1047,'DER Output'!$S$18:$W$41,3,FALSE))","v":0.68105753758026133},{"$f":"IF($C1047=\"S\",VLOOKUP($D1047,'DER Output'!$S$18:$W$41,4,FALSE),VLOOKUP($D1047,'DER Output'!$S$18:$W$41,5,FALSE))","v":0.68105753758026133},{"$f":"IF($C1047=\"S\",VLOOKUP($D1047,'DER Output'!$S$18:$W$41,4,FALSE),VLOOKUP($D1047,'DER Output'!$S$18:$W$41,5,FALSE))","v":0.68105753758026133},{"$f":"IF($C1047=\"S\",VLOOKUP($D1047,'DER Output'!$S$18:$W$41,4,FALSE),VLOOKUP($D1047,'DER Output'!$S$18:$W$41,5,FALSE))","v":0.68105753758026133},{"$f":"IF($C1047=\"S\",VLOOKUP($D1047,'DER Output'!$S$18:$W$41,4,FALSE),VLOOKUP($D1047,'DER Output'!$S$18:$W$41,5,FALSE))","v":0.68105753758026133},{"$f":"IFERROR(IF(OR(C1047=\"S\",C1047=\"D\"),VLOOKUP(B1047,'Seasonal Customer Count'!$B:$I,4,FALSE),IF(C1047=\"W\",VLOOKUP(B1047,'Seasonal Customer Count'!$B:$P,12,FALSE),\"Check\")),0)","v":347},{"$f":"IFERROR(IF(OR(C1047=\"S\",C1047=\"D\"),VLOOKUP(B1047,'Seasonal Customer Count'!$B:$P,5,FALSE),IF(C1047=\"W\",VLOOKUP(B1047,'Seasonal Customer Count'!$B:$P,13,FALSE),\"Check\")),0)","v":60},{"$f":"IFERROR(IF(OR(C1047=\"S\",C1047=\"D\"),VLOOKUP(B1047,'Seasonal Customer Count'!$B:$P,6,FALSE),IF(C1047=\"W\",VLOOKUP(B1047,'Seasonal Customer Count'!$B:$P,14,FALSE),\"Check\")),0)","v":33},{"$f":"IFERROR(IF(OR(C1047=\"S\",C1047=\"D\"),VLOOKUP(B1047,'Seasonal Customer Count'!$B:$P,7,FALSE),IF(C1047=\"W\",VLOOKUP(B1047,'Seasonal Customer Count'!$B:$P,15,FALSE),\"Check\")),0)","v":2},{"$f":"IFERROR(IF(OR(C1047=\"S\",C1047=\"D\"),VLOOKUP(B1047,'Seasonal Customer Count'!$B:$P,8,FALSE),IF(C1047=\"W\",VLOOKUP(B1047,'Seasonal Customer Count'!$B:$P,16,FALSE),\"Check\")),0)","v":147},{"$f":"Summary!$D$8*(K1047*'Average Project Size'!$F$6+L1047*'Average Project Size'!$F$7+M1047*'Average Project Size'!$F$8+N1047*'Average Project Size'!$F$10+O1047*'Average Project Size'!$F$9)/1000","v":0.12323583699931923},{"$f":"Summary!$D$8*(K1047*F1047*'Average Project Size'!$F$6+L1047*G1047*'Average Project Size'!$F$7+M1047*H1047*'Average Project Size'!$F$8+N1047*I1047*'Average Project Size'!$F$10+O1047*J1047*'Average Project Size'!$F$9)/1000","v":8.393069568839881E-2}]
[null,{"$f":"'Peak Identification'!B1046","v":"WESR13"},{"$f":"'Peak Identification'!D1046","v":"W"},{"$f":"'Peak Identification'!E1046","v":8},{"$f":"VLOOKUP($D1048,'DER Output'!$S$17:$X$41,6,FALSE)","v":0},{"$f":"IF($C1048=\"S\",VLOOKUP($D1048,'DER Output'!$S$18:$W$41,2,FALSE),VLOOKUP($D1048,'DER Output'!$S$18:$W$41,3,FALSE))","v":2.4357194050013426E-2},{"$f":"IF($C1048=\"S\",VLOOKUP($D1048,'DER Output'!$S$18:$W$41,4,FALSE),VLOOKUP($D1048,'DER Output'!$S$18:$W$41,5,FALSE))","v":2.4357194050013426E-2},{"$f":"IF($C1048=\"S\",VLOOKUP($D1048,'DER Output'!$S$18:$W$41,4,FALSE),VLOOKUP($D1048,'DER Output'!$S$18:$W$41,5,FALSE))","v":2.4357194050013426E-2},{"$f":"IF($C1048=\"S\",VLOOKUP($D1048,'DER Output'!$S$18:$W$41,4,FALSE),VLOOKUP($D1048,'DER Output'!$S$18:$W$41,5,FALSE))","v":2.4357194050013426E-2},{"$f":"IF($C1048=\"S\",VLOOKUP($D1048,'DER Output'!$S$18:$W$41,4,FALSE),VLOOKUP($D1048,'DER Output'!$S$18:$W$41,5,FALSE))","v":2.4357194050013426E-2},{"$f":"IFERROR(IF(OR(C1048=\"S\",C1048=\"D\"),VLOOKUP(B1048,'Seasonal Customer Count'!$B:$I,4,FALSE),IF(C1048=\"W\",VLOOKUP(B1048,'Seasonal Customer Count'!$B:$P,12,FALSE),\"Check\")),0)","v":159},{"$f":"IFERROR(IF(OR(C1048=\"S\",C1048=\"D\"),VLOOKUP(B1048,'Seasonal Customer Count'!$B:$P,5,FALSE),IF(C1048=\"W\",VLOOKUP(B1048,'Seasonal Customer Count'!$B:$P,13,FALSE),\"Check\")),0)","v":65},{"$f":"IFERROR(IF(OR(C1048=\"S\",C1048=\"D\"),VLOOKUP(B1048,'Seasonal Customer Count'!$B:$P,6,FALSE),IF(C1048=\"W\",VLOOKUP(B1048,'Seasonal Customer Count'!$B:$P,14,FALSE),\"Check\")),0)","v":0},{"$f":"IFERROR(IF(OR(C1048=\"S\",C1048=\"D\"),VLOOKUP(B1048,'Seasonal Customer Count'!$B:$P,7,FALSE),IF(C1048=\"W\",VLOOKUP(B1048,'Seasonal Customer Count'!$B:$P,15,FALSE),\"Check\")),0)","v":12},{"$f":"IFERROR(IF(OR(C1048=\"S\",C1048=\"D\"),VLOOKUP(B1048,'Seasonal Customer Count'!$B:$P,8,FALSE),IF(C1048=\"W\",VLOOKUP(B1048,'Seasonal Customer Count'!$B:$P,16,FALSE),\"Check\")),0)","v":0},{"$f":"Summary!$D$8*(K1048*'Average Project Size'!$F$6+L1048*'Average Project Size'!$F$7+M1048*'Average Project Size'!$F$8+N1048*'Average Project Size'!$F$10+O1048*'Average Project Size'!$F$9)/1000","v":4.6313508041756331E-2},{"$f":"Summary!$D$8*(K1048*F1048*'Average Project Size'!$F$6+L1048*G1048*'Average Project Size'!$F$7+M1048*H1048*'Average Project Size'!$F$8+N1048*I1048*'Average Project Size'!$F$10+O1048*J1048*'Average Project Size'!$F$9)/1000","v":1.1280671025099163E-3}]
[null,{"$f":"'Peak Identification'!B1047","v":"WESR14"},{"$f":"'Peak Identification'!D1047","v":"W"},{"$f":"'Peak Identification'!E1047","v":8},{"$f":"VLOOKUP($D1049,'DER Output'!$S$17:$X$41,6,FALSE)","v":0},{"$f":"IF($C1049=\"S\",VLOOKUP($D1049,'DER Output'!$S$18:$W$41,2,FALSE),VLOOKUP($D1049,'DER Output'!$S$18:$W$41,3,FALSE))","v":2.4357194050013426E-2},{"$f":"IF($C1049=\"S\",VLOOKUP($D1049,'DER Output'!$S$18:$W$41,4,FALSE),VLOOKUP($D1049,'DER Output'!$S$18:$W$41,5,FALSE))","v":2.4357194050013426E-2},{"$f":"IF($C1049=\"S\",VLOOKUP($D1049,'DER Output'!$S$18:$W$41,4,FALSE),VLOOKUP($D1049,'DER Output'!$S$18:$W$41,5,FALSE))","v":2.4357194050013426E-2},{"$f":"IF($C1049=\"S\",VLOOKUP($D1049,'DER Output'!$S$18:$W$41,4,FALSE),VLOOKUP($D1049,'DER Output'!$S$18:$W$41,5,FALSE))","v":2.4357194050013426E-2},{"$f":"IF($C1049=\"S\",VLOOKUP($D1049,'DER Output'!$S$18:$W$41,4,FALSE),VLOOKUP($D1049,'DER Output'!$S$18:$W$41,5,FALSE))","v":2.4357194050013426E-2},{"$f":"IFERROR(IF(OR(C1049=\"S\",C1049=\"D\"),VLOOKUP(B1049,'Seasonal Customer Count'!$B:$I,4,FALSE),IF(C1049=\"W\",VLOOKUP(B1049,'Seasonal Customer Count'!$B:$P,12,FALSE),\"Check\")),0)","v":336},{"$f":"IFERROR(IF(OR(C1049=\"S\",C1049=\"D\"),VLOOKUP(B1049,'Seasonal Customer Count'!$B:$P,5,FALSE),IF(C1049=\"W\",VLOOKUP(B1049,'Seasonal Customer Count'!$B:$P,13,FALSE),\"Check\")),0)","v":319},{"$f":"IFERROR(IF(OR(C1049=\"S\",C1049=\"D\"),VLOOKUP(B1049,'Seasonal Customer Count'!$B:$P,6,FALSE),IF(C1049=\"W\",VLOOKUP(B1049,'Seasonal Customer Count'!$B:$P,14,FALSE),\"Check\")),0)","v":3},{"$f":"IFERROR(IF(OR(C1049=\"S\",C1049=\"D\"),VLOOKUP(B1049,'Seasonal Customer Count'!$B:$P,7,FALSE),IF(C1049=\"W\",VLOOKUP(B1049,'Seasonal Customer Count'!$B:$P,15,FALSE),\"Check\")),0)","v":129},{"$f":"IFERROR(IF(OR(C1049=\"S\",C1049=\"D\"),VLOOKUP(B1049,'Seasonal Customer Count'!$B:$P,8,FALSE),IF(C1049=\"W\",VLOOKUP(B1049,'Seasonal Customer Count'!$B:$P,16,FALSE),\"Check\")),0)","v":0},{"$f":"Summary!$D$8*(K1049*'Average Project Size'!$F$6+L1049*'Average Project Size'!$F$7+M1049*'Average Project Size'!$F$8+N1049*'Average Project Size'!$F$10+O1049*'Average Project Size'!$F$9)/1000","v":0.41594962044089379},{"$f":"Summary!$D$8*(K1049*F1049*'Average Project Size'!$F$6+L1049*G1049*'Average Project Size'!$F$7+M1049*H1049*'Average Project Size'!$F$8+N1049*I1049*'Average Project Size'!$F$10+O1049*J1049*'Average Project Size'!$F$9)/1000","v":1.0131365620108282E-2}]
[null,{"$f":"'Peak Identification'!B1048","v":"WESR15"},{"$f":"'Peak Identification'!D1048","v":"S"},{"$f":"'Peak Identification'!E1048","v":18},{"$f":"VLOOKUP($D1050,'DER Output'!$S$17:$X$41,6,FALSE)","v":0.16032398020038169},{"$f":"IF($C1050=\"S\",VLOOKUP($D1050,'DER Output'!$S$18:$W$41,2,FALSE),VLOOKUP($D1050,'DER Output'!$S$18:$W$41,3,FALSE))","v":0.17224423800777711},{"$f":"IF($C1050=\"S\",VLOOKUP($D1050,'DER Output'!$S$18:$W$41,4,FALSE),VLOOKUP($D1050,'DER Output'!$S$18:$W$41,5,FALSE))","v":0.17224423800777711},{"$f":"IF($C1050=\"S\",VLOOKUP($D1050,'DER Output'!$S$18:$W$41,4,FALSE),VLOOKUP($D1050,'DER Output'!$S$18:$W$41,5,FALSE))","v":0.17224423800777711},{"$f":"IF($C1050=\"S\",VLOOKUP($D1050,'DER Output'!$S$18:$W$41,4,FALSE),VLOOKUP($D1050,'DER Output'!$S$18:$W$41,5,FALSE))","v":0.17224423800777711},{"$f":"IF($C1050=\"S\",VLOOKUP($D1050,'DER Output'!$S$18:$W$41,4,FALSE),VLOOKUP($D1050,'DER Output'!$S$18:$W$41,5,FALSE))","v":0.17224423800777711},{"$f":"IFERROR(IF(OR(C1050=\"S\",C1050=\"D\"),VLOOKUP(B1050,'Seasonal Customer Count'!$B:$I,4,FALSE),IF(C1050=\"W\",VLOOKUP(B1050,'Seasonal Customer Count'!$B:$P,12,FALSE),\"Check\")),0)","v":0},{"$f":"IFERROR(IF(OR(C1050=\"S\",C1050=\"D\"),VLOOKUP(B1050,'Seasonal Customer Count'!$B:$P,5,FALSE),IF(C1050=\"W\",VLOOKUP(B1050,'Seasonal Customer Count'!$B:$P,13,FALSE),\"Check\")),0)","v":0},{"$f":"IFERROR(IF(OR(C1050=\"S\",C1050=\"D\"),VLOOKUP(B1050,'Seasonal Customer Count'!$B:$P,6,FALSE),IF(C1050=\"W\",VLOOKUP(B1050,'Seasonal Customer Count'!$B:$P,14,FALSE),\"Check\")),0)","v":0},{"$f":"IFERROR(IF(OR(C1050=\"S\",C1050=\"D\"),VLOOKUP(B1050,'Seasonal Customer Count'!$B:$P,7,FALSE),IF(C1050=\"W\",VLOOKUP(B1050,'Seasonal Customer Count'!$B:$P,15,FALSE),\"Check\")),0)","v":0},{"$f":"IFERROR(IF(OR(C1050=\"S\",C1050=\"D\"),VLOOKUP(B1050,'Seasonal Customer Count'!$B:$P,8,FALSE),IF(C1050=\"W\",VLOOKUP(B1050,'Seasonal Customer Count'!$B:$P,16,FALSE),\"Check\")),0)","v":0},{"$f":"Summary!$D$8*(K1050*'Average Project Size'!$F$6+L1050*'Average Project Size'!$F$7+M1050*'Average Project Size'!$F$8+N1050*'Average Project Size'!$F$10+O1050*'Average Project Size'!$F$9)/1000","v":0},{"$f":"Summary!$D$8*(K1050*F1050*'Average Project Size'!$F$6+L1050*G1050*'Average Project Size'!$F$7+M1050*H1050*'Average Project Size'!$F$8+N1050*I1050*'Average Project Size'!$F$10+O1050*J1050*'Average Project Size'!$F$9)/1000","v":0}]
[null,{"$f":"'Peak Identification'!B1049","v":"WESR16"},{"$f":"'Peak Identification'!D1049","v":"D"},{"$f":"'Peak Identification'!E1049","v":15},{"$f":"VLOOKUP($D1051,'DER Output'!$S$17:$X$41,6,FALSE)","v":0.24675324675324678},{"$f":"IF($C1051=\"S\",VLOOKUP($D1051,'DER Output'!$S$18:$W$41,2,FALSE),VLOOKUP($D1051,'DER Output'!$S$18:$W$41,3,FALSE))","v":0.1862014198298606},{"$f":"IF($C1051=\"S\",VLOOKUP($D1051,'DER Output'!$S$18:$W$41,4,FALSE),VLOOKUP($D1051,'DER Output'!$S$18:$W$41,5,FALSE))","v":0.1862014198298606},{"$f":"IF($C1051=\"S\",VLOOKUP($D1051,'DER Output'!$S$18:$W$41,4,FALSE),VLOOKUP($D1051,'DER Output'!$S$18:$W$41,5,FALSE))","v":0.1862014198298606},{"$f":"IF($C1051=\"S\",VLOOKUP($D1051,'DER Output'!$S$18:$W$41,4,FALSE),VLOOKUP($D1051,'DER Output'!$S$18:$W$41,5,FALSE))","v":0.1862014198298606},{"$f":"IF($C1051=\"S\",VLOOKUP($D1051,'DER Output'!$S$18:$W$41,4,FALSE),VLOOKUP($D1051,'DER Output'!$S$18:$W$41,5,FALSE))","v":0.1862014198298606},{"$f":"IFERROR(IF(OR(C1051=\"S\",C1051=\"D\"),VLOOKUP(B1051,'Seasonal Customer Count'!$B:$I,4,FALSE),IF(C1051=\"W\",VLOOKUP(B1051,'Seasonal Customer Count'!$B:$P,12,FALSE),\"Check\")),0)","v":0},{"$f":"IFERROR(IF(OR(C1051=\"S\",C1051=\"D\"),VLOOKUP(B1051,'Seasonal Customer Count'!$B:$P,5,FALSE),IF(C1051=\"W\",VLOOKUP(B1051,'Seasonal Customer Count'!$B:$P,13,FALSE),\"Check\")),0)","v":0},{"$f":"IFERROR(IF(OR(C1051=\"S\",C1051=\"D\"),VLOOKUP(B1051,'Seasonal Customer Count'!$B:$P,6,FALSE),IF(C1051=\"W\",VLOOKUP(B1051,'Seasonal Customer Count'!$B:$P,14,FALSE),\"Check\")),0)","v":0},{"$f":"IFERROR(IF(OR(C1051=\"S\",C1051=\"D\"),VLOOKUP(B1051,'Seasonal Customer Count'!$B:$P,7,FALSE),IF(C1051=\"W\",VLOOKUP(B1051,'Seasonal Customer Count'!$B:$P,15,FALSE),\"Check\")),0)","v":0},{"$f":"IFERROR(IF(OR(C1051=\"S\",C1051=\"D\"),VLOOKUP(B1051,'Seasonal Customer Count'!$B:$P,8,FALSE),IF(C1051=\"W\",VLOOKUP(B1051,'Seasonal Customer Count'!$B:$P,16,FALSE),\"Check\")),0)","v":0},{"$f":"Summary!$D$8*(K1051*'Average Project Size'!$F$6+L1051*'Average Project Size'!$F$7+M1051*'Average Project Size'!$F$8+N1051*'Average Project Size'!$F$10+O1051*'Average Project Size'!$F$9)/1000","v":0},{"$f":"Summary!$D$8*(K1051*F1051*'Average Project Size'!$F$6+L1051*G1051*'Average Project Size'!$F$7+M1051*H1051*'Average Project Size'!$F$8+N1051*I1051*'Average Project Size'!$F$10+O1051*J1051*'Average Project Size'!$F$9)/1000","v":0}]
[null,{"$f":"'Peak Identification'!B1050","v":"WESR T-061"},{"$f":"'Peak Identification'!D1050","v":"W"},{"$f":"'Peak Identification'!E1050","v":7},{"$f":"VLOOKUP($D1052,'DER Output'!$S$17:$X$41,6,FALSE)","v":0},{"$f":"IF($C1052=\"S\",VLOOKUP($D1052,'DER Output'!$S$18:$W$41,2,FALSE),VLOOKUP($D1052,'DER Output'!$S$18:$W$41,3,FALSE))","v":1.6354374218706029E-3},{"$f":"IF($C1052=\"S\",VLOOKUP($D1052,'DER Output'!$S$18:$W$41,4,FALSE),VLOOKUP($D1052,'DER Output'!$S$18:$W$41,5,FALSE))","v":1.6354374218706029E-3},{"$f":"IF($C1052=\"S\",VLOOKUP($D1052,'DER Output'!$S$18:$W$41,4,FALSE),VLOOKUP($D1052,'DER Output'!$S$18:$W$41,5,FALSE))","v":1.6354374218706029E-3},{"$f":"IF($C1052=\"S\",VLOOKUP($D1052,'DER Output'!$S$18:$W$41,4,FALSE),VLOOKUP($D1052,'DER Output'!$S$18:$W$41,5,FALSE))","v":1.6354374218706029E-3},{"$f":"IF($C1052=\"S\",VLOOKUP($D1052,'DER Output'!$S$18:$W$41,4,FALSE),VLOOKUP($D1052,'DER Output'!$S$18:$W$41,5,FALSE))","v":1.6354374218706029E-3},{"$f":"IFERROR(IF(OR(C1052=\"S\",C1052=\"D\"),VLOOKUP(B1052,'Seasonal Customer Count'!$B:$I,4,FALSE),IF(C1052=\"W\",VLOOKUP(B1052,'Seasonal Customer Count'!$B:$P,12,FALSE),\"Check\")),0)","v":95},{"$f":"IFERROR(IF(OR(C1052=\"S\",C1052=\"D\"),VLOOKUP(B1052,'Seasonal Customer Count'!$B:$P,5,FALSE),IF(C1052=\"W\",VLOOKUP(B1052,'Seasonal Customer Count'!$B:$P,13,FALSE),\"Check\")),0)","v":79},{"$f":"IFERROR(IF(OR(C1052=\"S\",C1052=\"D\"),VLOOKUP(B1052,'Seasonal Customer Count'!$B:$P,6,FALSE),IF(C1052=\"W\",VLOOKUP(B1052,'Seasonal Customer Count'!$B:$P,14,FALSE),\"Check\")),0)","v":0},{"$f":"IFERROR(IF(OR(C1052=\"S\",C1052=\"D\"),VLOOKUP(B1052,'Seasonal Customer Count'!$B:$P,7,FALSE),IF(C1052=\"W\",VLOOKUP(B1052,'Seasonal Customer Count'!$B:$P,15,FALSE),\"Check\")),0)","v":26},{"$f":"IFERROR(IF(OR(C1052=\"S\",C1052=\"D\"),VLOOKUP(B1052,'Seasonal Customer Count'!$B:$P,8,FALSE),IF(C1052=\"W\",VLOOKUP(B1052,'Seasonal Customer Count'!$B:$P,16,FALSE),\"Check\")),0)","v":0},{"$f":"Summary!$D$8*(K1052*'Average Project Size'!$F$6+L1052*'Average Project Size'!$F$7+M1052*'Average Project Size'!$F$8+N1052*'Average Project Size'!$F$10+O1052*'Average Project Size'!$F$9)/1000","v":8.5893685310483039E-2},{"$f":"Summary!$D$8*(K1052*F1052*'Average Project Size'!$F$6+L1052*G1052*'Average Project Size'!$F$7+M1052*H1052*'Average Project Size'!$F$8+N1052*I1052*'Average Project Size'!$F$10+O1052*J1052*'Average Project Size'!$F$9)/1000","v":1.4047374725914124E-4}]
[null,{"$f":"'Peak Identification'!B1051","v":"WESR T-062"},{"$f":"'Peak Identification'!D1051","v":"S"},{"$f":"'Peak Identification'!E1051","v":17},{"$f":"VLOOKUP($D1053,'DER Output'!$S$17:$X$41,6,FALSE)","v":0.19174838710475617},{"$f":"IF($C1053=\"S\",VLOOKUP($D1053,'DER Output'!$S$18:$W$41,2,FALSE),VLOOKUP($D1053,'DER Output'!$S$18:$W$41,3,FALSE))","v":0.30300399777640191},{"$f":"IF($C1053=\"S\",VLOOKUP($D1053,'DER Output'!$S$18:$W$41,4,FALSE),VLOOKUP($D1053,'DER Output'!$S$18:$W$41,5,FALSE))","v":0.30300399777640191},{"$f":"IF($C1053=\"S\",VLOOKUP($D1053,'DER Output'!$S$18:$W$41,4,FALSE),VLOOKUP($D1053,'DER Output'!$S$18:$W$41,5,FALSE))","v":0.30300399777640191},{"$f":"IF($C1053=\"S\",VLOOKUP($D1053,'DER Output'!$S$18:$W$41,4,FALSE),VLOOKUP($D1053,'DER Output'!$S$18:$W$41,5,FALSE))","v":0.30300399777640191},{"$f":"IF($C1053=\"S\",VLOOKUP($D1053,'DER Output'!$S$18:$W$41,4,FALSE),VLOOKUP($D1053,'DER Output'!$S$18:$W$41,5,FALSE))","v":0.30300399777640191},{"$f":"IFERROR(IF(OR(C1053=\"S\",C1053=\"D\"),VLOOKUP(B1053,'Seasonal Customer Count'!$B:$I,4,FALSE),IF(C1053=\"W\",VLOOKUP(B1053,'Seasonal Customer Count'!$B:$P,12,FALSE),\"Check\")),0)","v":0},{"$f":"IFERROR(IF(OR(C1053=\"S\",C1053=\"D\"),VLOOKUP(B1053,'Seasonal Customer Count'!$B:$P,5,FALSE),IF(C1053=\"W\",VLOOKUP(B1053,'Seasonal Customer Count'!$B:$P,13,FALSE),\"Check\")),0)","v":0},{"$f":"IFERROR(IF(OR(C1053=\"S\",C1053=\"D\"),VLOOKUP(B1053,'Seasonal Customer Count'!$B:$P,6,FALSE),IF(C1053=\"W\",VLOOKUP(B1053,'Seasonal Customer Count'!$B:$P,14,FALSE),\"Check\")),0)","v":0},{"$f":"IFERROR(IF(OR(C1053=\"S\",C1053=\"D\"),VLOOKUP(B1053,'Seasonal Customer Count'!$B:$P,7,FALSE),IF(C1053=\"W\",VLOOKUP(B1053,'Seasonal Customer Count'!$B:$P,15,FALSE),\"Check\")),0)","v":0},{"$f":"IFERROR(IF(OR(C1053=\"S\",C1053=\"D\"),VLOOKUP(B1053,'Seasonal Customer Count'!$B:$P,8,FALSE),IF(C1053=\"W\",VLOOKUP(B1053,'Seasonal Customer Count'!$B:$P,16,FALSE),\"Check\")),0)","v":0},{"$f":"Summary!$D$8*(K1053*'Average Project Size'!$F$6+L1053*'Average Project Size'!$F$7+M1053*'Average Project Size'!$F$8+N1053*'Average Project Size'!$F$10+O1053*'Average Project Size'!$F$9)/1000","v":0},{"$f":"Summary!$D$8*(K1053*F1053*'Average Project Size'!$F$6+L1053*G1053*'Average Project Size'!$F$7+M1053*H1053*'Average Project Size'!$F$8+N1053*I1053*'Average Project Size'!$F$10+O1053*J1053*'Average Project Size'!$F$9)/1000","v":0}]
[null,{"$f":"'Peak Identification'!B1052","v":"WESR T-131"},{"$f":"'Peak Identification'!D1052","v":"S"},{"$f":"'Peak Identification'!E1052","v":18},{"$f":"VLOOKUP($D1054,'DER Output'!$S$17:$X$41,6,FALSE)","v":0.16032398020038169},{"$f":"IF($C1054=\"S\",VLOOKUP($D1054,'DER Output'!$S$18:$W$41,2,FALSE),VLOOKUP($D1054,'DER Output'!$S$18:$W$41,3,FALSE))","v":0.17224423800777711},{"$f":"IF($C1054=\"S\",VLOOKUP($D1054,'DER Output'!$S$18:$W$41,4,FALSE),VLOOKUP($D1054,'DER Output'!$S$18:$W$41,5,FALSE))","v":0.17224423800777711},{"$f":"IF($C1054=\"S\",VLOOKUP($D1054,'DER Output'!$S$18:$W$41,4,FALSE),VLOOKUP($D1054,'DER Output'!$S$18:$W$41,5,FALSE))","v":0.17224423800777711},{"$f":"IF($C1054=\"S\",VLOOKUP($D1054,'DER Output'!$S$18:$W$41,4,FALSE),VLOOKUP($D1054,'DER Output'!$S$18:$W$41,5,FALSE))","v":0.17224423800777711},{"$f":"IF($C1054=\"S\",VLOOKUP($D1054,'DER Output'!$S$18:$W$41,4,FALSE),VLOOKUP($D1054,'DER Output'!$S$18:$W$41,5,FALSE))","v":0.17224423800777711},{"$f":"IFERROR(IF(OR(C1054=\"S\",C1054=\"D\"),VLOOKUP(B1054,'Seasonal Customer Count'!$B:$I,4,FALSE),IF(C1054=\"W\",VLOOKUP(B1054,'Seasonal Customer Count'!$B:$P,12,FALSE),\"Check\")),0)","v":0},{"$f":"IFERROR(IF(OR(C1054=\"S\",C1054=\"D\"),VLOOKUP(B1054,'Seasonal Customer Count'!$B:$P,5,FALSE),IF(C1054=\"W\",VLOOKUP(B1054,'Seasonal Customer Count'!$B:$P,13,FALSE),\"Check\")),0)","v":0},{"$f":"IFERROR(IF(OR(C1054=\"S\",C1054=\"D\"),VLOOKUP(B1054,'Seasonal Customer Count'!$B:$P,6,FALSE),IF(C1054=\"W\",VLOOKUP(B1054,'Seasonal Customer Count'!$B:$P,14,FALSE),\"Check\")),0)","v":0},{"$f":"IFERROR(IF(OR(C1054=\"S\",C1054=\"D\"),VLOOKUP(B1054,'Seasonal Customer Count'!$B:$P,7,FALSE),IF(C1054=\"W\",VLOOKUP(B1054,'Seasonal Customer Count'!$B:$P,15,FALSE),\"Check\")),0)","v":0},{"$f":"IFERROR(IF(OR(C1054=\"S\",C1054=\"D\"),VLOOKUP(B1054,'Seasonal Customer Count'!$B:$P,8,FALSE),IF(C1054=\"W\",VLOOKUP(B1054,'Seasonal Customer Count'!$B:$P,16,FALSE),\"Check\")),0)","v":0},{"$f":"Summary!$D$8*(K1054*'Average Project Size'!$F$6+L1054*'Average Project Size'!$F$7+M1054*'Average Project Size'!$F$8+N1054*'Average Project Size'!$F$10+O1054*'Average Project Size'!$F$9)/1000","v":0},{"$f":"Summary!$D$8*(K1054*F1054*'Average Project Size'!$F$6+L1054*G1054*'Average Project Size'!$F$7+M1054*H1054*'Average Project Size'!$F$8+N1054*I1054*'Average Project Size'!$F$10+O1054*J1054*'Average Project Size'!$F$9)/1000","v":0}]
[null,{"$f":"'Peak Identification'!B1053","v":"WILS11"},{"$f":"'Peak Identification'!D1053","v":"S"},{"$f":"'Peak Identification'!E1053","v":19},{"$f":"VLOOKUP($D1055,'DER Output'!$S$17:$X$41,6,FALSE)","v":0.11066797934994306},{"$f":"IF($C1055=\"S\",VLOOKUP($D1055,'DER Output'!$S$18:$W$41,2,FALSE),VLOOKUP($D1055,'DER Output'!$S$18:$W$41,3,FALSE))","v":7.5840560103576066E-2},{"$f":"IF($C1055=\"S\",VLOOKUP($D1055,'DER Output'!$S$18:$W$41,4,FALSE),VLOOKUP($D1055,'DER Output'!$S$18:$W$41,5,FALSE))","v":7.5840560103576066E-2},{"$f":"IF($C1055=\"S\",VLOOKUP($D1055,'DER Output'!$S$18:$W$41,4,FALSE),VLOOKUP($D1055,'DER Output'!$S$18:$W$41,5,FALSE))","v":7.5840560103576066E-2},{"$f":"IF($C1055=\"S\",VLOOKUP($D1055,'DER Output'!$S$18:$W$41,4,FALSE),VLOOKUP($D1055,'DER Output'!$S$18:$W$41,5,FALSE))","v":7.5840560103576066E-2},{"$f":"IF($C1055=\"S\",VLOOKUP($D1055,'DER Output'!$S$18:$W$41,4,FALSE),VLOOKUP($D1055,'DER Output'!$S$18:$W$41,5,FALSE))","v":7.5840560103576066E-2},{"$f":"IFERROR(IF(OR(C1055=\"S\",C1055=\"D\"),VLOOKUP(B1055,'Seasonal Customer Count'!$B:$I,4,FALSE),IF(C1055=\"W\",VLOOKUP(B1055,'Seasonal Customer Count'!$B:$P,12,FALSE),\"Check\")),0)","v":1210},{"$f":"IFERROR(IF(OR(C1055=\"S\",C1055=\"D\"),VLOOKUP(B1055,'Seasonal Customer Count'!$B:$P,5,FALSE),IF(C1055=\"W\",VLOOKUP(B1055,'Seasonal Customer Count'!$B:$P,13,FALSE),\"Check\")),0)","v":54},{"$f":"IFERROR(IF(OR(C1055=\"S\",C1055=\"D\"),VLOOKUP(B1055,'Seasonal Customer Count'!$B:$P,6,FALSE),IF(C1055=\"W\",VLOOKUP(B1055,'Seasonal Customer Count'!$B:$P,14,FALSE),\"Check\")),0)","v":44},{"$f":"IFERROR(IF(OR(C1055=\"S\",C1055=\"D\"),VLOOKUP(B1055,'Seasonal Customer Count'!$B:$P,7,FALSE),IF(C1055=\"W\",VLOOKUP(B1055,'Seasonal Customer Count'!$B:$P,15,FALSE),\"Check\")),0)","v":0},{"$f":"IFERROR(IF(OR(C1055=\"S\",C1055=\"D\"),VLOOKUP(B1055,'Seasonal Customer Count'!$B:$P,8,FALSE),IF(C1055=\"W\",VLOOKUP(B1055,'Seasonal Customer Count'!$B:$P,16,FALSE),\"Check\")),0)","v":178},{"$f":"Summary!$D$8*(K1055*'Average Project Size'!$F$6+L1055*'Average Project Size'!$F$7+M1055*'Average Project Size'!$F$8+N1055*'Average Project Size'!$F$10+O1055*'Average Project Size'!$F$9)/1000","v":0.17283542605694166},{"$f":"Summary!$D$8*(K1055*F1055*'Average Project Size'!$F$6+L1055*G1055*'Average Project Size'!$F$7+M1055*H1055*'Average Project Size'!$F$8+N1055*I1055*'Average Project Size'!$F$10+O1055*J1055*'Average Project Size'!$F$9)/1000","v":1.3107935517898663E-2}]
[null,{"$f":"'Peak Identification'!B1054","v":"WILS12"},{"$f":"'Peak Identification'!D1054","v":"D"},{"$f":"'Peak Identification'!E1054","v":18},{"$f":"VLOOKUP($D1056,'DER Output'!$S$17:$X$41,6,FALSE)","v":0.16032398020038169},{"$f":"IF($C1056=\"S\",VLOOKUP($D1056,'DER Output'!$S$18:$W$41,2,FALSE),VLOOKUP($D1056,'DER Output'!$S$18:$W$41,3,FALSE))","v":5.535976984247182E-4},{"$f":"IF($C1056=\"S\",VLOOKUP($D1056,'DER Output'!$S$18:$W$41,4,FALSE),VLOOKUP($D1056,'DER Output'!$S$18:$W$41,5,FALSE))","v":5.535976984247182E-4},{"$f":"IF($C1056=\"S\",VLOOKUP($D1056,'DER Output'!$S$18:$W$41,4,FALSE),VLOOKUP($D1056,'DER Output'!$S$18:$W$41,5,FALSE))","v":5.535976984247182E-4},{"$f":"IF($C1056=\"S\",VLOOKUP($D1056,'DER Output'!$S$18:$W$41,4,FALSE),VLOOKUP($D1056,'DER Output'!$S$18:$W$41,5,FALSE))","v":5.535976984247182E-4},{"$f":"IF($C1056=\"S\",VLOOKUP($D1056,'DER Output'!$S$18:$W$41,4,FALSE),VLOOKUP($D1056,'DER Output'!$S$18:$W$41,5,FALSE))","v":5.535976984247182E-4},{"$f":"IFERROR(IF(OR(C1056=\"S\",C1056=\"D\"),VLOOKUP(B1056,'Seasonal Customer Count'!$B:$I,4,FALSE),IF(C1056=\"W\",VLOOKUP(B1056,'Seasonal Customer Count'!$B:$P,12,FALSE),\"Check\")),0)","v":1369},{"$f":"IFERROR(IF(OR(C1056=\"S\",C1056=\"D\"),VLOOKUP(B1056,'Seasonal Customer Count'!$B:$P,5,FALSE),IF(C1056=\"W\",VLOOKUP(B1056,'Seasonal Customer Count'!$B:$P,13,FALSE),\"Check\")),0)","v":41},{"$f":"IFERROR(IF(OR(C1056=\"S\",C1056=\"D\"),VLOOKUP(B1056,'Seasonal Customer Count'!$B:$P,6,FALSE),IF(C1056=\"W\",VLOOKUP(B1056,'Seasonal Customer Count'!$B:$P,14,FALSE),\"Check\")),0)","v":88},{"$f":"IFERROR(IF(OR(C1056=\"S\",C1056=\"D\"),VLOOKUP(B1056,'Seasonal Customer Count'!$B:$P,7,FALSE),IF(C1056=\"W\",VLOOKUP(B1056,'Seasonal Customer Count'!$B:$P,15,FALSE),\"Check\")),0)","v":0},{"$f":"IFERROR(IF(OR(C1056=\"S\",C1056=\"D\"),VLOOKUP(B1056,'Seasonal Customer Count'!$B:$P,8,FALSE),IF(C1056=\"W\",VLOOKUP(B1056,'Seasonal Customer Count'!$B:$P,16,FALSE),\"Check\")),0)","v":3},{"$f":"Summary!$D$8*(K1056*'Average Project Size'!$F$6+L1056*'Average Project Size'!$F$7+M1056*'Average Project Size'!$F$8+N1056*'Average Project Size'!$F$10+O1056*'Average Project Size'!$F$9)/1000","v":7.4463941470251857E-2},{"$f":"Summary!$D$8*(K1056*F1056*'Average Project Size'!$F$6+L1056*G1056*'Average Project Size'!$F$7+M1056*H1056*'Average Project Size'!$F$8+N1056*I1056*'Average Project Size'!$F$10+O1056*J1056*'Average Project Size'!$F$9)/1000","v":4.1223066613564357E-5}]
[null,{"$f":"'Peak Identification'!B1055","v":"WILS13"},{"$f":"'Peak Identification'!D1055","v":"W"},{"$f":"'Peak Identification'!E1055","v":7},{"$f":"VLOOKUP($D1057,'DER Output'!$S$17:$X$41,6,FALSE)","v":0},{"$f":"IF($C1057=\"S\",VLOOKUP($D1057,'DER Output'!$S$18:$W$41,2,FALSE),VLOOKUP($D1057,'DER Output'!$S$18:$W$41,3,FALSE))","v":1.6354374218706029E-3},{"$f":"IF($C1057=\"S\",VLOOKUP($D1057,'DER Output'!$S$18:$W$41,4,FALSE),VLOOKUP($D1057,'DER Output'!$S$18:$W$41,5,FALSE))","v":1.6354374218706029E-3},{"$f":"IF($C1057=\"S\",VLOOKUP($D1057,'DER Output'!$S$18:$W$41,4,FALSE),VLOOKUP($D1057,'DER Output'!$S$18:$W$41,5,FALSE))","v":1.6354374218706029E-3},{"$f":"IF($C1057=\"S\",VLOOKUP($D1057,'DER Output'!$S$18:$W$41,4,FALSE),VLOOKUP($D1057,'DER Output'!$S$18:$W$41,5,FALSE))","v":1.6354374218706029E-3},{"$f":"IF($C1057=\"S\",VLOOKUP($D1057,'DER Output'!$S$18:$W$41,4,FALSE),VLOOKUP($D1057,'DER Output'!$S$18:$W$41,5,FALSE))","v":1.6354374218706029E-3},{"$f":"IFERROR(IF(OR(C1057=\"S\",C1057=\"D\"),VLOOKUP(B1057,'Seasonal Customer Count'!$B:$I,4,FALSE),IF(C1057=\"W\",VLOOKUP(B1057,'Seasonal Customer Count'!$B:$P,12,FALSE),\"Check\")),0)","v":2},{"$f":"IFERROR(IF(OR(C1057=\"S\",C1057=\"D\"),VLOOKUP(B1057,'Seasonal Customer Count'!$B:$P,5,FALSE),IF(C1057=\"W\",VLOOKUP(B1057,'Seasonal Customer Count'!$B:$P,13,FALSE),\"Check\")),0)","v":0},{"$f":"IFERROR(IF(OR(C1057=\"S\",C1057=\"D\"),VLOOKUP(B1057,'Seasonal Customer Count'!$B:$P,6,FALSE),IF(C1057=\"W\",VLOOKUP(B1057,'Seasonal Customer Count'!$B:$P,14,FALSE),\"Check\")),0)","v":0},{"$f":"IFERROR(IF(OR(C1057=\"S\",C1057=\"D\"),VLOOKUP(B1057,'Seasonal Customer Count'!$B:$P,7,FALSE),IF(C1057=\"W\",VLOOKUP(B1057,'Seasonal Customer Count'!$B:$P,15,FALSE),\"Check\")),0)","v":0},{"$f":"IFERROR(IF(OR(C1057=\"S\",C1057=\"D\"),VLOOKUP(B1057,'Seasonal Customer Count'!$B:$P,8,FALSE),IF(C1057=\"W\",VLOOKUP(B1057,'Seasonal Customer Count'!$B:$P,16,FALSE),\"Check\")),0)","v":0},{"$f":"Summary!$D$8*(K1057*'Average Project Size'!$F$6+L1057*'Average Project Size'!$F$7+M1057*'Average Project Size'!$F$8+N1057*'Average Project Size'!$F$10+O1057*'Average Project Size'!$F$9)/1000","v":7.9494760181810398E-5},{"$f":"Summary!$D$8*(K1057*F1057*'Average Project Size'!$F$6+L1057*G1057*'Average Project Size'!$F$7+M1057*H1057*'Average Project Size'!$F$8+N1057*I1057*'Average Project Size'!$F$10+O1057*J1057*'Average Project Size'!$F$9)/1000","v":1.3000870564396185E-7}]
[null,{"$f":"'Peak Identification'!B1056","v":"WILS14"},{"$f":"'Peak Identification'!D1056","v":"S"},{"$f":"'Peak Identification'!E1056","v":18},{"$f":"VLOOKUP($D1058,'DER Output'!$S$17:$X$41,6,FALSE)","v":0.16032398020038169},{"$f":"IF($C1058=\"S\",VLOOKUP($D1058,'DER Output'!$S$18:$W$41,2,FALSE),VLOOKUP($D1058,'DER Output'!$S$18:$W$41,3,FALSE))","v":0.17224423800777711},{"$f":"IF($C1058=\"S\",VLOOKUP($D1058,'DER Output'!$S$18:$W$41,4,FALSE),VLOOKUP($D1058,'DER Output'!$S$18:$W$41,5,FALSE))","v":0.17224423800777711},{"$f":"IF($C1058=\"S\",VLOOKUP($D1058,'DER Output'!$S$18:$W$41,4,FALSE),VLOOKUP($D1058,'DER Output'!$S$18:$W$41,5,FALSE))","v":0.17224423800777711},{"$f":"IF($C1058=\"S\",VLOOKUP($D1058,'DER Output'!$S$18:$W$41,4,FALSE),VLOOKUP($D1058,'DER Output'!$S$18:$W$41,5,FALSE))","v":0.17224423800777711},{"$f":"IF($C1058=\"S\",VLOOKUP($D1058,'DER Output'!$S$18:$W$41,4,FALSE),VLOOKUP($D1058,'DER Output'!$S$18:$W$41,5,FALSE))","v":0.17224423800777711},{"$f":"IFERROR(IF(OR(C1058=\"S\",C1058=\"D\"),VLOOKUP(B1058,'Seasonal Customer Count'!$B:$I,4,FALSE),IF(C1058=\"W\",VLOOKUP(B1058,'Seasonal Customer Count'!$B:$P,12,FALSE),\"Check\")),0)","v":0},{"$f":"IFERROR(IF(OR(C1058=\"S\",C1058=\"D\"),VLOOKUP(B1058,'Seasonal Customer Count'!$B:$P,5,FALSE),IF(C1058=\"W\",VLOOKUP(B1058,'Seasonal Customer Count'!$B:$P,13,FALSE),\"Check\")),0)","v":0},{"$f":"IFERROR(IF(OR(C1058=\"S\",C1058=\"D\"),VLOOKUP(B1058,'Seasonal Customer Count'!$B:$P,6,FALSE),IF(C1058=\"W\",VLOOKUP(B1058,'Seasonal Customer Count'!$B:$P,14,FALSE),\"Check\")),0)","v":0},{"$f":"IFERROR(IF(OR(C1058=\"S\",C1058=\"D\"),VLOOKUP(B1058,'Seasonal Customer Count'!$B:$P,7,FALSE),IF(C1058=\"W\",VLOOKUP(B1058,'Seasonal Customer Count'!$B:$P,15,FALSE),\"Check\")),0)","v":0},{"$f":"IFERROR(IF(OR(C1058=\"S\",C1058=\"D\"),VLOOKUP(B1058,'Seasonal Customer Count'!$B:$P,8,FALSE),IF(C1058=\"W\",VLOOKUP(B1058,'Seasonal Customer Count'!$B:$P,16,FALSE),\"Check\")),0)","v":0},{"$f":"Summary!$D$8*(K1058*'Average Project Size'!$F$6+L1058*'Average Project Size'!$F$7+M1058*'Average Project Size'!$F$8+N1058*'Average Project Size'!$F$10+O1058*'Average Project Size'!$F$9)/1000","v":0},{"$f":"Summary!$D$8*(K1058*F1058*'Average Project Size'!$F$6+L1058*G1058*'Average Project Size'!$F$7+M1058*H1058*'Average Project Size'!$F$8+N1058*I1058*'Average Project Size'!$F$10+O1058*J1058*'Average Project Size'!$F$9)/1000","v":0}]
[null,{"$f":"'Peak Identification'!B1057","v":"WILS15"},{"$f":"'Peak Identification'!D1057","v":"S"},{"$f":"'Peak Identification'!E1057","v":16},{"$f":"VLOOKUP($D1059,'DER Output'!$S$17:$X$41,6,FALSE)","v":0.22644022312513051},{"$f":"IF($C1059=\"S\",VLOOKUP($D1059,'DER Output'!$S$18:$W$41,2,FALSE),VLOOKUP($D1059,'DER Output'!$S$18:$W$41,3,FALSE))","v":0.44781407722569133},{"$f":"IF($C1059=\"S\",VLOOKUP($D1059,'DER Output'!$S$18:$W$41,4,FALSE),VLOOKUP($D1059,'DER Output'!$S$18:$W$41,5,FALSE))","v":0.44781407722569133},{"$f":"IF($C1059=\"S\",VLOOKUP($D1059,'DER Output'!$S$18:$W$41,4,FALSE),VLOOKUP($D1059,'DER Output'!$S$18:$W$41,5,FALSE))","v":0.44781407722569133},{"$f":"IF($C1059=\"S\",VLOOKUP($D1059,'DER Output'!$S$18:$W$41,4,FALSE),VLOOKUP($D1059,'DER Output'!$S$18:$W$41,5,FALSE))","v":0.44781407722569133},{"$f":"IF($C1059=\"S\",VLOOKUP($D1059,'DER Output'!$S$18:$W$41,4,FALSE),VLOOKUP($D1059,'DER Output'!$S$18:$W$41,5,FALSE))","v":0.44781407722569133},{"$f":"IFERROR(IF(OR(C1059=\"S\",C1059=\"D\"),VLOOKUP(B1059,'Seasonal Customer Count'!$B:$I,4,FALSE),IF(C1059=\"W\",VLOOKUP(B1059,'Seasonal Customer Count'!$B:$P,12,FALSE),\"Check\")),0)","v":0},{"$f":"IFERROR(IF(OR(C1059=\"S\",C1059=\"D\"),VLOOKUP(B1059,'Seasonal Customer Count'!$B:$P,5,FALSE),IF(C1059=\"W\",VLOOKUP(B1059,'Seasonal Customer Count'!$B:$P,13,FALSE),\"Check\")),0)","v":0},{"$f":"IFERROR(IF(OR(C1059=\"S\",C1059=\"D\"),VLOOKUP(B1059,'Seasonal Customer Count'!$B:$P,6,FALSE),IF(C1059=\"W\",VLOOKUP(B1059,'Seasonal Customer Count'!$B:$P,14,FALSE),\"Check\")),0)","v":0},{"$f":"IFERROR(IF(OR(C1059=\"S\",C1059=\"D\"),VLOOKUP(B1059,'Seasonal Customer Count'!$B:$P,7,FALSE),IF(C1059=\"W\",VLOOKUP(B1059,'Seasonal Customer Count'!$B:$P,15,FALSE),\"Check\")),0)","v":0},{"$f":"IFERROR(IF(OR(C1059=\"S\",C1059=\"D\"),VLOOKUP(B1059,'Seasonal Customer Count'!$B:$P,8,FALSE),IF(C1059=\"W\",VLOOKUP(B1059,'Seasonal Customer Count'!$B:$P,16,FALSE),\"Check\")),0)","v":0},{"$f":"Summary!$D$8*(K1059*'Average Project Size'!$F$6+L1059*'Average Project Size'!$F$7+M1059*'Average Project Size'!$F$8+N1059*'Average Project Size'!$F$10+O1059*'Average Project Size'!$F$9)/1000","v":0},{"$f":"Summary!$D$8*(K1059*F1059*'Average Project Size'!$F$6+L1059*G1059*'Average Project Size'!$F$7+M1059*H1059*'Average Project Size'!$F$8+N1059*I1059*'Average Project Size'!$F$10+O1059*J1059*'Average Project Size'!$F$9)/1000","v":0}]
[null,{"$f":"'Peak Identification'!B1058","v":"WILS16"},{"$f":"'Peak Identification'!D1058","v":"S"},{"$f":"'Peak Identification'!E1058","v":17},{"$f":"VLOOKUP($D1060,'DER Output'!$S$17:$X$41,6,FALSE)","v":0.19174838710475617},{"$f":"IF($C1060=\"S\",VLOOKUP($D1060,'DER Output'!$S$18:$W$41,2,FALSE),VLOOKUP($D1060,'DER Output'!$S$18:$W$41,3,FALSE))","v":0.30300399777640191},{"$f":"IF($C1060=\"S\",VLOOKUP($D1060,'DER Output'!$S$18:$W$41,4,FALSE),VLOOKUP($D1060,'DER Output'!$S$18:$W$41,5,FALSE))","v":0.30300399777640191},{"$f":"IF($C1060=\"S\",VLOOKUP($D1060,'DER Output'!$S$18:$W$41,4,FALSE),VLOOKUP($D1060,'DER Output'!$S$18:$W$41,5,FALSE))","v":0.30300399777640191},{"$f":"IF($C1060=\"S\",VLOOKUP($D1060,'DER Output'!$S$18:$W$41,4,FALSE),VLOOKUP($D1060,'DER Output'!$S$18:$W$41,5,FALSE))","v":0.30300399777640191},{"$f":"IF($C1060=\"S\",VLOOKUP($D1060,'DER Output'!$S$18:$W$41,4,FALSE),VLOOKUP($D1060,'DER Output'!$S$18:$W$41,5,FALSE))","v":0.30300399777640191},{"$f":"IFERROR(IF(OR(C1060=\"S\",C1060=\"D\"),VLOOKUP(B1060,'Seasonal Customer Count'!$B:$I,4,FALSE),IF(C1060=\"W\",VLOOKUP(B1060,'Seasonal Customer Count'!$B:$P,12,FALSE),\"Check\")),0)","v":0},{"$f":"IFERROR(IF(OR(C1060=\"S\",C1060=\"D\"),VLOOKUP(B1060,'Seasonal Customer Count'!$B:$P,5,FALSE),IF(C1060=\"W\",VLOOKUP(B1060,'Seasonal Customer Count'!$B:$P,13,FALSE),\"Check\")),0)","v":0},{"$f":"IFERROR(IF(OR(C1060=\"S\",C1060=\"D\"),VLOOKUP(B1060,'Seasonal Customer Count'!$B:$P,6,FALSE),IF(C1060=\"W\",VLOOKUP(B1060,'Seasonal Customer Count'!$B:$P,14,FALSE),\"Check\")),0)","v":0},{"$f":"IFERROR(IF(OR(C1060=\"S\",C1060=\"D\"),VLOOKUP(B1060,'Seasonal Customer Count'!$B:$P,7,FALSE),IF(C1060=\"W\",VLOOKUP(B1060,'Seasonal Customer Count'!$B:$P,15,FALSE),\"Check\")),0)","v":0},{"$f":"IFERROR(IF(OR(C1060=\"S\",C1060=\"D\"),VLOOKUP(B1060,'Seasonal Customer Count'!$B:$P,8,FALSE),IF(C1060=\"W\",VLOOKUP(B1060,'Seasonal Customer Count'!$B:$P,16,FALSE),\"Check\")),0)","v":0},{"$f":"Summary!$D$8*(K1060*'Average Project Size'!$F$6+L1060*'Average Project Size'!$F$7+M1060*'Average Project Size'!$F$8+N1060*'Average Project Size'!$F$10+O1060*'Average Project Size'!$F$9)/1000","v":0},{"$f":"Summary!$D$8*(K1060*F1060*'Average Project Size'!$F$6+L1060*G1060*'Average Project Size'!$F$7+M1060*H1060*'Average Project Size'!$F$8+N1060*I1060*'Average Project Size'!$F$10+O1060*J1060*'Average Project Size'!$F$9)/1000","v":0}]
[null,{"$f":"'Peak Identification'!B1059","v":"WILS T-131"},{"$f":"'Peak Identification'!D1059","v":"S"},{"$f":"'Peak Identification'!E1059","v":18},{"$f":"VLOOKUP($D1061,'DER Output'!$S$17:$X$41,6,FALSE)","v":0.16032398020038169},{"$f":"IF($C1061=\"S\",VLOOKUP($D1061,'DER Output'!$S$18:$W$41,2,FALSE),VLOOKUP($D1061,'DER Output'!$S$18:$W$41,3,FALSE))","v":0.17224423800777711},{"$f":"IF($C1061=\"S\",VLOOKUP($D1061,'DER Output'!$S$18:$W$41,4,FALSE),VLOOKUP($D1061,'DER Output'!$S$18:$W$41,5,FALSE))","v":0.17224423800777711},{"$f":"IF($C1061=\"S\",VLOOKUP($D1061,'DER Output'!$S$18:$W$41,4,FALSE),VLOOKUP($D1061,'DER Output'!$S$18:$W$41,5,FALSE))","v":0.17224423800777711},{"$f":"IF($C1061=\"S\",VLOOKUP($D1061,'DER Output'!$S$18:$W$41,4,FALSE),VLOOKUP($D1061,'DER Output'!$S$18:$W$41,5,FALSE))","v":0.17224423800777711},{"$f":"IF($C1061=\"S\",VLOOKUP($D1061,'DER Output'!$S$18:$W$41,4,FALSE),VLOOKUP($D1061,'DER Output'!$S$18:$W$41,5,FALSE))","v":0.17224423800777711},{"$f":"IFERROR(IF(OR(C1061=\"S\",C1061=\"D\"),VLOOKUP(B1061,'Seasonal Customer Count'!$B:$I,4,FALSE),IF(C1061=\"W\",VLOOKUP(B1061,'Seasonal Customer Count'!$B:$P,12,FALSE),\"Check\")),0)","v":3476},{"$f":"IFERROR(IF(OR(C1061=\"S\",C1061=\"D\"),VLOOKUP(B1061,'Seasonal Customer Count'!$B:$P,5,FALSE),IF(C1061=\"W\",VLOOKUP(B1061,'Seasonal Customer Count'!$B:$P,13,FALSE),\"Check\")),0)","v":140},{"$f":"IFERROR(IF(OR(C1061=\"S\",C1061=\"D\"),VLOOKUP(B1061,'Seasonal Customer Count'!$B:$P,6,FALSE),IF(C1061=\"W\",VLOOKUP(B1061,'Seasonal Customer Count'!$B:$P,14,FALSE),\"Check\")),0)","v":161},{"$f":"IFERROR(IF(OR(C1061=\"S\",C1061=\"D\"),VLOOKUP(B1061,'Seasonal Customer Count'!$B:$P,7,FALSE),IF(C1061=\"W\",VLOOKUP(B1061,'Seasonal Customer Count'!$B:$P,15,FALSE),\"Check\")),0)","v":1},{"$f":"IFERROR(IF(OR(C1061=\"S\",C1061=\"D\"),VLOOKUP(B1061,'Seasonal Customer Count'!$B:$P,8,FALSE),IF(C1061=\"W\",VLOOKUP(B1061,'Seasonal Customer Count'!$B:$P,16,FALSE),\"Check\")),0)","v":252},{"$f":"Summary!$D$8*(K1061*'Average Project Size'!$F$6+L1061*'Average Project Size'!$F$7+M1061*'Average Project Size'!$F$8+N1061*'Average Project Size'!$F$10+O1061*'Average Project Size'!$F$9)/1000","v":0.33933442855722346},{"$f":"Summary!$D$8*(K1061*F1061*'Average Project Size'!$F$6+L1061*G1061*'Average Project Size'!$F$7+M1061*H1061*'Average Project Size'!$F$8+N1061*I1061*'Average Project Size'!$F$10+O1061*J1061*'Average Project Size'!$F$9)/1000","v":5.8448400076643439E-2}]
[null,{"$f":"'Peak Identification'!B1060","v":"WLDR11"},{"$f":"'Peak Identification'!D1060","v":"S"},{"$f":"'Peak Identification'!E1060","v":13},{"$f":"VLOOKUP($D1062,'DER Output'!$S$17:$X$41,6,FALSE)","v":0.3680214036441018},{"$f":"IF($C1062=\"S\",VLOOKUP($D1062,'DER Output'!$S$18:$W$41,2,FALSE),VLOOKUP($D1062,'DER Output'!$S$18:$W$41,3,FALSE))","v":0.68995601564450493},{"$f":"IF($C1062=\"S\",VLOOKUP($D1062,'DER Output'!$S$18:$W$41,4,FALSE),VLOOKUP($D1062,'DER Output'!$S$18:$W$41,5,FALSE))","v":0.68995601564450493},{"$f":"IF($C1062=\"S\",VLOOKUP($D1062,'DER Output'!$S$18:$W$41,4,FALSE),VLOOKUP($D1062,'DER Output'!$S$18:$W$41,5,FALSE))","v":0.68995601564450493},{"$f":"IF($C1062=\"S\",VLOOKUP($D1062,'DER Output'!$S$18:$W$41,4,FALSE),VLOOKUP($D1062,'DER Output'!$S$18:$W$41,5,FALSE))","v":0.68995601564450493},{"$f":"IF($C1062=\"S\",VLOOKUP($D1062,'DER Output'!$S$18:$W$41,4,FALSE),VLOOKUP($D1062,'DER Output'!$S$18:$W$41,5,FALSE))","v":0.68995601564450493},{"$f":"IFERROR(IF(OR(C1062=\"S\",C1062=\"D\"),VLOOKUP(B1062,'Seasonal Customer Count'!$B:$I,4,FALSE),IF(C1062=\"W\",VLOOKUP(B1062,'Seasonal Customer Count'!$B:$P,12,FALSE),\"Check\")),0)","v":1},{"$f":"IFERROR(IF(OR(C1062=\"S\",C1062=\"D\"),VLOOKUP(B1062,'Seasonal Customer Count'!$B:$P,5,FALSE),IF(C1062=\"W\",VLOOKUP(B1062,'Seasonal Customer Count'!$B:$P,13,FALSE),\"Check\")),0)","v":1},{"$f":"IFERROR(IF(OR(C1062=\"S\",C1062=\"D\"),VLOOKUP(B1062,'Seasonal Customer Count'!$B:$P,6,FALSE),IF(C1062=\"W\",VLOOKUP(B1062,'Seasonal Customer Count'!$B:$P,14,FALSE),\"Check\")),0)","v":2},{"$f":"IFERROR(IF(OR(C1062=\"S\",C1062=\"D\"),VLOOKUP(B1062,'Seasonal Customer Count'!$B:$P,7,FALSE),IF(C1062=\"W\",VLOOKUP(B1062,'Seasonal Customer Count'!$B:$P,15,FALSE),\"Check\")),0)","v":1},{"$f":"IFERROR(IF(OR(C1062=\"S\",C1062=\"D\"),VLOOKUP(B1062,'Seasonal Customer Count'!$B:$P,8,FALSE),IF(C1062=\"W\",VLOOKUP(B1062,'Seasonal Customer Count'!$B:$P,16,FALSE),\"Check\")),0)","v":0},{"$f":"Summary!$D$8*(K1062*'Average Project Size'!$F$6+L1062*'Average Project Size'!$F$7+M1062*'Average Project Size'!$F$8+N1062*'Average Project Size'!$F$10+O1062*'Average Project Size'!$F$9)/1000","v":3.3925704950248073E-3},{"$f":"Summary!$D$8*(K1062*F1062*'Average Project Size'!$F$6+L1062*G1062*'Average Project Size'!$F$7+M1062*H1062*'Average Project Size'!$F$8+N1062*I1062*'Average Project Size'!$F$10+O1062*J1062*'Average Project Size'!$F$9)/1000","v":2.3407244215404221E-3}]
[null,{"$f":"'Peak Identification'!B1061","v":"WLDR12"},{"$f":"'Peak Identification'!D1061","v":"S"},{"$f":"'Peak Identification'!E1061","v":18},{"$f":"VLOOKUP($D1063,'DER Output'!$S$17:$X$41,6,FALSE)","v":0.16032398020038169},{"$f":"IF($C1063=\"S\",VLOOKUP($D1063,'DER Output'!$S$18:$W$41,2,FALSE),VLOOKUP($D1063,'DER Output'!$S$18:$W$41,3,FALSE))","v":0.17224423800777711},{"$f":"IF($C1063=\"S\",VLOOKUP($D1063,'DER Output'!$S$18:$W$41,4,FALSE),VLOOKUP($D1063,'DER Output'!$S$18:$W$41,5,FALSE))","v":0.17224423800777711},{"$f":"IF($C1063=\"S\",VLOOKUP($D1063,'DER Output'!$S$18:$W$41,4,FALSE),VLOOKUP($D1063,'DER Output'!$S$18:$W$41,5,FALSE))","v":0.17224423800777711},{"$f":"IF($C1063=\"S\",VLOOKUP($D1063,'DER Output'!$S$18:$W$41,4,FALSE),VLOOKUP($D1063,'DER Output'!$S$18:$W$41,5,FALSE))","v":0.17224423800777711},{"$f":"IF($C1063=\"S\",VLOOKUP($D1063,'DER Output'!$S$18:$W$41,4,FALSE),VLOOKUP($D1063,'DER Output'!$S$18:$W$41,5,FALSE))","v":0.17224423800777711},{"$f":"IFERROR(IF(OR(C1063=\"S\",C1063=\"D\"),VLOOKUP(B1063,'Seasonal Customer Count'!$B:$I,4,FALSE),IF(C1063=\"W\",VLOOKUP(B1063,'Seasonal Customer Count'!$B:$P,12,FALSE),\"Check\")),0)","v":91},{"$f":"IFERROR(IF(OR(C1063=\"S\",C1063=\"D\"),VLOOKUP(B1063,'Seasonal Customer Count'!$B:$P,5,FALSE),IF(C1063=\"W\",VLOOKUP(B1063,'Seasonal Customer Count'!$B:$P,13,FALSE),\"Check\")),0)","v":7},{"$f":"IFERROR(IF(OR(C1063=\"S\",C1063=\"D\"),VLOOKUP(B1063,'Seasonal Customer Count'!$B:$P,6,FALSE),IF(C1063=\"W\",VLOOKUP(B1063,'Seasonal Customer Count'!$B:$P,14,FALSE),\"Check\")),0)","v":19},{"$f":"IFERROR(IF(OR(C1063=\"S\",C1063=\"D\"),VLOOKUP(B1063,'Seasonal Customer Count'!$B:$P,7,FALSE),IF(C1063=\"W\",VLOOKUP(B1063,'Seasonal Customer Count'!$B:$P,15,FALSE),\"Check\")),0)","v":2},{"$f":"IFERROR(IF(OR(C1063=\"S\",C1063=\"D\"),VLOOKUP(B1063,'Seasonal Customer Count'!$B:$P,8,FALSE),IF(C1063=\"W\",VLOOKUP(B1063,'Seasonal Customer Count'!$B:$P,16,FALSE),\"Check\")),0)","v":60},{"$f":"Summary!$D$8*(K1063*'Average Project Size'!$F$6+L1063*'Average Project Size'!$F$7+M1063*'Average Project Size'!$F$8+N1063*'Average Project Size'!$F$10+O1063*'Average Project Size'!$F$9)/1000","v":5.1430861504574606E-2},{"$f":"Summary!$D$8*(K1063*F1063*'Average Project Size'!$F$6+L1063*G1063*'Average Project Size'!$F$7+M1063*H1063*'Average Project Size'!$F$8+N1063*I1063*'Average Project Size'!$F$10+O1063*J1063*'Average Project Size'!$F$9)/1000","v":8.8586695499389707E-3}]
[null,{"$f":"'Peak Identification'!B1062","v":"WLDR T-061"},{"$f":"'Peak Identification'!D1062","v":"S"},{"$f":"'Peak Identification'!E1062","v":16},{"$f":"VLOOKUP($D1064,'DER Output'!$S$17:$X$41,6,FALSE)","v":0.22644022312513051},{"$f":"IF($C1064=\"S\",VLOOKUP($D1064,'DER Output'!$S$18:$W$41,2,FALSE),VLOOKUP($D1064,'DER Output'!$S$18:$W$41,3,FALSE))","v":0.44781407722569133},{"$f":"IF($C1064=\"S\",VLOOKUP($D1064,'DER Output'!$S$18:$W$41,4,FALSE),VLOOKUP($D1064,'DER Output'!$S$18:$W$41,5,FALSE))","v":0.44781407722569133},{"$f":"IF($C1064=\"S\",VLOOKUP($D1064,'DER Output'!$S$18:$W$41,4,FALSE),VLOOKUP($D1064,'DER Output'!$S$18:$W$41,5,FALSE))","v":0.44781407722569133},{"$f":"IF($C1064=\"S\",VLOOKUP($D1064,'DER Output'!$S$18:$W$41,4,FALSE),VLOOKUP($D1064,'DER Output'!$S$18:$W$41,5,FALSE))","v":0.44781407722569133},{"$f":"IF($C1064=\"S\",VLOOKUP($D1064,'DER Output'!$S$18:$W$41,4,FALSE),VLOOKUP($D1064,'DER Output'!$S$18:$W$41,5,FALSE))","v":0.44781407722569133},{"$f":"IFERROR(IF(OR(C1064=\"S\",C1064=\"D\"),VLOOKUP(B1064,'Seasonal Customer Count'!$B:$I,4,FALSE),IF(C1064=\"W\",VLOOKUP(B1064,'Seasonal Customer Count'!$B:$P,12,FALSE),\"Check\")),0)","v":92},{"$f":"IFERROR(IF(OR(C1064=\"S\",C1064=\"D\"),VLOOKUP(B1064,'Seasonal Customer Count'!$B:$P,5,FALSE),IF(C1064=\"W\",VLOOKUP(B1064,'Seasonal Customer Count'!$B:$P,13,FALSE),\"Check\")),0)","v":8},{"$f":"IFERROR(IF(OR(C1064=\"S\",C1064=\"D\"),VLOOKUP(B1064,'Seasonal Customer Count'!$B:$P,6,FALSE),IF(C1064=\"W\",VLOOKUP(B1064,'Seasonal Customer Count'!$B:$P,14,FALSE),\"Check\")),0)","v":21},{"$f":"IFERROR(IF(OR(C1064=\"S\",C1064=\"D\"),VLOOKUP(B1064,'Seasonal Customer Count'!$B:$P,7,FALSE),IF(C1064=\"W\",VLOOKUP(B1064,'Seasonal Customer Count'!$B:$P,15,FALSE),\"Check\")),0)","v":3},{"$f":"IFERROR(IF(OR(C1064=\"S\",C1064=\"D\"),VLOOKUP(B1064,'Seasonal Customer Count'!$B:$P,8,FALSE),IF(C1064=\"W\",VLOOKUP(B1064,'Seasonal Customer Count'!$B:$P,16,FALSE),\"Check\")),0)","v":60},{"$f":"Summary!$D$8*(K1064*'Average Project Size'!$F$6+L1064*'Average Project Size'!$F$7+M1064*'Average Project Size'!$F$8+N1064*'Average Project Size'!$F$10+O1064*'Average Project Size'!$F$9)/1000","v":5.4823431999599409E-2},{"$f":"Summary!$D$8*(K1064*F1064*'Average Project Size'!$F$6+L1064*G1064*'Average Project Size'!$F$7+M1064*H1064*'Average Project Size'!$F$8+N1064*I1064*'Average Project Size'!$F$10+O1064*J1064*'Average Project Size'!$F$9)/1000","v":2.4550704611246046E-2}]
[null,{"$f":"'Peak Identification'!B1063","v":"WMLK11"},{"$f":"'Peak Identification'!D1063","v":"S"},{"$f":"'Peak Identification'!E1063","v":9},{"$f":"VLOOKUP($D1065,'DER Output'!$S$17:$X$41,6,FALSE)","v":0},{"$f":"IF($C1065=\"S\",VLOOKUP($D1065,'DER Output'!$S$18:$W$41,2,FALSE),VLOOKUP($D1065,'DER Output'!$S$18:$W$41,3,FALSE))","v":0.33510518636371905},{"$f":"IF($C1065=\"S\",VLOOKUP($D1065,'DER Output'!$S$18:$W$41,4,FALSE),VLOOKUP($D1065,'DER Output'!$S$18:$W$41,5,FALSE))","v":0.33510518636371905},{"$f":"IF($C1065=\"S\",VLOOKUP($D1065,'DER Output'!$S$18:$W$41,4,FALSE),VLOOKUP($D1065,'DER Output'!$S$18:$W$41,5,FALSE))","v":0.33510518636371905},{"$f":"IF($C1065=\"S\",VLOOKUP($D1065,'DER Output'!$S$18:$W$41,4,FALSE),VLOOKUP($D1065,'DER Output'!$S$18:$W$41,5,FALSE))","v":0.33510518636371905},{"$f":"IF($C1065=\"S\",VLOOKUP($D1065,'DER Output'!$S$18:$W$41,4,FALSE),VLOOKUP($D1065,'DER Output'!$S$18:$W$41,5,FALSE))","v":0.33510518636371905},{"$f":"IFERROR(IF(OR(C1065=\"S\",C1065=\"D\"),VLOOKUP(B1065,'Seasonal Customer Count'!$B:$I,4,FALSE),IF(C1065=\"W\",VLOOKUP(B1065,'Seasonal Customer Count'!$B:$P,12,FALSE),\"Check\")),0)","v":79},{"$f":"IFERROR(IF(OR(C1065=\"S\",C1065=\"D\"),VLOOKUP(B1065,'Seasonal Customer Count'!$B:$P,5,FALSE),IF(C1065=\"W\",VLOOKUP(B1065,'Seasonal Customer Count'!$B:$P,13,FALSE),\"Check\")),0)","v":8},{"$f":"IFERROR(IF(OR(C1065=\"S\",C1065=\"D\"),VLOOKUP(B1065,'Seasonal Customer Count'!$B:$P,6,FALSE),IF(C1065=\"W\",VLOOKUP(B1065,'Seasonal Customer Count'!$B:$P,14,FALSE),\"Check\")),0)","v":5},{"$f":"IFERROR(IF(OR(C1065=\"S\",C1065=\"D\"),VLOOKUP(B1065,'Seasonal Customer Count'!$B:$P,7,FALSE),IF(C1065=\"W\",VLOOKUP(B1065,'Seasonal Customer Count'!$B:$P,15,FALSE),\"Check\")),0)","v":0},{"$f":"IFERROR(IF(OR(C1065=\"S\",C1065=\"D\"),VLOOKUP(B1065,'Seasonal Customer Count'!$B:$P,8,FALSE),IF(C1065=\"W\",VLOOKUP(B1065,'Seasonal Customer Count'!$B:$P,16,FALSE),\"Check\")),0)","v":0},{"$f":"Summary!$D$8*(K1065*'Average Project Size'!$F$6+L1065*'Average Project Size'!$F$7+M1065*'Average Project Size'!$F$8+N1065*'Average Project Size'!$F$10+O1065*'Average Project Size'!$F$9)/1000","v":4.5867306846839465E-3},{"$f":"Summary!$D$8*(K1065*F1065*'Average Project Size'!$F$6+L1065*G1065*'Average Project Size'!$F$7+M1065*H1065*'Average Project Size'!$F$8+N1065*I1065*'Average Project Size'!$F$10+O1065*J1065*'Average Project Size'!$F$9)/1000","v":1.5370372408912026E-3}]
[null,{"$f":"'Peak Identification'!B1064","v":"WMLK13"},{"$f":"'Peak Identification'!D1064","v":"S"},{"$f":"'Peak Identification'!E1064","v":9},{"$f":"VLOOKUP($D1066,'DER Output'!$S$17:$X$41,6,FALSE)","v":0},{"$f":"IF($C1066=\"S\",VLOOKUP($D1066,'DER Output'!$S$18:$W$41,2,FALSE),VLOOKUP($D1066,'DER Output'!$S$18:$W$41,3,FALSE))","v":0.33510518636371905},{"$f":"IF($C1066=\"S\",VLOOKUP($D1066,'DER Output'!$S$18:$W$41,4,FALSE),VLOOKUP($D1066,'DER Output'!$S$18:$W$41,5,FALSE))","v":0.33510518636371905},{"$f":"IF($C1066=\"S\",VLOOKUP($D1066,'DER Output'!$S$18:$W$41,4,FALSE),VLOOKUP($D1066,'DER Output'!$S$18:$W$41,5,FALSE))","v":0.33510518636371905},{"$f":"IF($C1066=\"S\",VLOOKUP($D1066,'DER Output'!$S$18:$W$41,4,FALSE),VLOOKUP($D1066,'DER Output'!$S$18:$W$41,5,FALSE))","v":0.33510518636371905},{"$f":"IF($C1066=\"S\",VLOOKUP($D1066,'DER Output'!$S$18:$W$41,4,FALSE),VLOOKUP($D1066,'DER Output'!$S$18:$W$41,5,FALSE))","v":0.33510518636371905},{"$f":"IFERROR(IF(OR(C1066=\"S\",C1066=\"D\"),VLOOKUP(B1066,'Seasonal Customer Count'!$B:$I,4,FALSE),IF(C1066=\"W\",VLOOKUP(B1066,'Seasonal Customer Count'!$B:$P,12,FALSE),\"Check\")),0)","v":37},{"$f":"IFERROR(IF(OR(C1066=\"S\",C1066=\"D\"),VLOOKUP(B1066,'Seasonal Customer Count'!$B:$P,5,FALSE),IF(C1066=\"W\",VLOOKUP(B1066,'Seasonal Customer Count'!$B:$P,13,FALSE),\"Check\")),0)","v":3},{"$f":"IFERROR(IF(OR(C1066=\"S\",C1066=\"D\"),VLOOKUP(B1066,'Seasonal Customer Count'!$B:$P,6,FALSE),IF(C1066=\"W\",VLOOKUP(B1066,'Seasonal Customer Count'!$B:$P,14,FALSE),\"Check\")),0)","v":8},{"$f":"IFERROR(IF(OR(C1066=\"S\",C1066=\"D\"),VLOOKUP(B1066,'Seasonal Customer Count'!$B:$P,7,FALSE),IF(C1066=\"W\",VLOOKUP(B1066,'Seasonal Customer Count'!$B:$P,15,FALSE),\"Check\")),0)","v":0},{"$f":"IFERROR(IF(OR(C1066=\"S\",C1066=\"D\"),VLOOKUP(B1066,'Seasonal Customer Count'!$B:$P,8,FALSE),IF(C1066=\"W\",VLOOKUP(B1066,'Seasonal Customer Count'!$B:$P,16,FALSE),\"Check\")),0)","v":0},{"$f":"Summary!$D$8*(K1066*'Average Project Size'!$F$6+L1066*'Average Project Size'!$F$7+M1066*'Average Project Size'!$F$8+N1066*'Average Project Size'!$F$10+O1066*'Average Project Size'!$F$9)/1000","v":3.0665546256053418E-3},{"$f":"Summary!$D$8*(K1066*F1066*'Average Project Size'!$F$6+L1066*G1066*'Average Project Size'!$F$7+M1066*H1066*'Average Project Size'!$F$8+N1066*I1066*'Average Project Size'!$F$10+O1066*J1066*'Average Project Size'!$F$9)/1000","v":1.0276183593080025E-3}]
[null,{"$f":"'Peak Identification'!B1065","v":"WMLK T-061"},{"$f":"'Peak Identification'!D1065","v":"S"},{"$f":"'Peak Identification'!E1065","v":9},{"$f":"VLOOKUP($D1067,'DER Output'!$S$17:$X$41,6,FALSE)","v":0},{"$f":"IF($C1067=\"S\",VLOOKUP($D1067,'DER Output'!$S$18:$W$41,2,FALSE),VLOOKUP($D1067,'DER Output'!$S$18:$W$41,3,FALSE))","v":0.33510518636371905},{"$f":"IF($C1067=\"S\",VLOOKUP($D1067,'DER Output'!$S$18:$W$41,4,FALSE),VLOOKUP($D1067,'DER Output'!$S$18:$W$41,5,FALSE))","v":0.33510518636371905},{"$f":"IF($C1067=\"S\",VLOOKUP($D1067,'DER Output'!$S$18:$W$41,4,FALSE),VLOOKUP($D1067,'DER Output'!$S$18:$W$41,5,FALSE))","v":0.33510518636371905},{"$f":"IF($C1067=\"S\",VLOOKUP($D1067,'DER Output'!$S$18:$W$41,4,FALSE),VLOOKUP($D1067,'DER Output'!$S$18:$W$41,5,FALSE))","v":0.33510518636371905},{"$f":"IF($C1067=\"S\",VLOOKUP($D1067,'DER Output'!$S$18:$W$41,4,FALSE),VLOOKUP($D1067,'DER Output'!$S$18:$W$41,5,FALSE))","v":0.33510518636371905},{"$f":"IFERROR(IF(OR(C1067=\"S\",C1067=\"D\"),VLOOKUP(B1067,'Seasonal Customer Count'!$B:$I,4,FALSE),IF(C1067=\"W\",VLOOKUP(B1067,'Seasonal Customer Count'!$B:$P,12,FALSE),\"Check\")),0)","v":116},{"$f":"IFERROR(IF(OR(C1067=\"S\",C1067=\"D\"),VLOOKUP(B1067,'Seasonal Customer Count'!$B:$P,5,FALSE),IF(C1067=\"W\",VLOOKUP(B1067,'Seasonal Customer Count'!$B:$P,13,FALSE),\"Check\")),0)","v":11},{"$f":"IFERROR(IF(OR(C1067=\"S\",C1067=\"D\"),VLOOKUP(B1067,'Seasonal Customer Count'!$B:$P,6,FALSE),IF(C1067=\"W\",VLOOKUP(B1067,'Seasonal Customer Count'!$B:$P,14,FALSE),\"Check\")),0)","v":13},{"$f":"IFERROR(IF(OR(C1067=\"S\",C1067=\"D\"),VLOOKUP(B1067,'Seasonal Customer Count'!$B:$P,7,FALSE),IF(C1067=\"W\",VLOOKUP(B1067,'Seasonal Customer Count'!$B:$P,15,FALSE),\"Check\")),0)","v":0},{"$f":"IFERROR(IF(OR(C1067=\"S\",C1067=\"D\"),VLOOKUP(B1067,'Seasonal Customer Count'!$B:$P,8,FALSE),IF(C1067=\"W\",VLOOKUP(B1067,'Seasonal Customer Count'!$B:$P,16,FALSE),\"Check\")),0)","v":0},{"$f":"Summary!$D$8*(K1067*'Average Project Size'!$F$6+L1067*'Average Project Size'!$F$7+M1067*'Average Project Size'!$F$8+N1067*'Average Project Size'!$F$10+O1067*'Average Project Size'!$F$9)/1000","v":7.6532853102892883E-3},{"$f":"Summary!$D$8*(K1067*F1067*'Average Project Size'!$F$6+L1067*G1067*'Average Project Size'!$F$7+M1067*H1067*'Average Project Size'!$F$8+N1067*I1067*'Average Project Size'!$F$10+O1067*J1067*'Average Project Size'!$F$9)/1000","v":2.5646556001992053E-3}]
[null,{"$f":"'Peak Identification'!B1066","v":"WNDL11"},{"$f":"'Peak Identification'!D1066","v":"S"},{"$f":"'Peak Identification'!E1066","v":20},{"$f":"VLOOKUP($D1068,'DER Output'!$S$17:$X$41,6,FALSE)","v":2.7072953014838841E-3},{"$f":"IF($C1068=\"S\",VLOOKUP($D1068,'DER Output'!$S$18:$W$41,2,FALSE),VLOOKUP($D1068,'DER Output'!$S$18:$W$41,3,FALSE))","v":2.0294966704587497E-2},{"$f":"IF($C1068=\"S\",VLOOKUP($D1068,'DER Output'!$S$18:$W$41,4,FALSE),VLOOKUP($D1068,'DER Output'!$S$18:$W$41,5,FALSE))","v":2.0294966704587497E-2},{"$f":"IF($C1068=\"S\",VLOOKUP($D1068,'DER Output'!$S$18:$W$41,4,FALSE),VLOOKUP($D1068,'DER Output'!$S$18:$W$41,5,FALSE))","v":2.0294966704587497E-2},{"$f":"IF($C1068=\"S\",VLOOKUP($D1068,'DER Output'!$S$18:$W$41,4,FALSE),VLOOKUP($D1068,'DER Output'!$S$18:$W$41,5,FALSE))","v":2.0294966704587497E-2},{"$f":"IF($C1068=\"S\",VLOOKUP($D1068,'DER Output'!$S$18:$W$41,4,FALSE),VLOOKUP($D1068,'DER Output'!$S$18:$W$41,5,FALSE))","v":2.0294966704587497E-2},{"$f":"IFERROR(IF(OR(C1068=\"S\",C1068=\"D\"),VLOOKUP(B1068,'Seasonal Customer Count'!$B:$I,4,FALSE),IF(C1068=\"W\",VLOOKUP(B1068,'Seasonal Customer Count'!$B:$P,12,FALSE),\"Check\")),0)","v":255},{"$f":"IFERROR(IF(OR(C1068=\"S\",C1068=\"D\"),VLOOKUP(B1068,'Seasonal Customer Count'!$B:$P,5,FALSE),IF(C1068=\"W\",VLOOKUP(B1068,'Seasonal Customer Count'!$B:$P,13,FALSE),\"Check\")),0)","v":17},{"$f":"IFERROR(IF(OR(C1068=\"S\",C1068=\"D\"),VLOOKUP(B1068,'Seasonal Customer Count'!$B:$P,6,FALSE),IF(C1068=\"W\",VLOOKUP(B1068,'Seasonal Customer Count'!$B:$P,14,FALSE),\"Check\")),0)","v":20},{"$f":"IFERROR(IF(OR(C1068=\"S\",C1068=\"D\"),VLOOKUP(B1068,'Seasonal Customer Count'!$B:$P,7,FALSE),IF(C1068=\"W\",VLOOKUP(B1068,'Seasonal Customer Count'!$B:$P,15,FALSE),\"Check\")),0)","v":0},{"$f":"IFERROR(IF(OR(C1068=\"S\",C1068=\"D\"),VLOOKUP(B1068,'Seasonal Customer Count'!$B:$P,8,FALSE),IF(C1068=\"W\",VLOOKUP(B1068,'Seasonal Customer Count'!$B:$P,16,FALSE),\"Check\")),0)","v":57},{"$f":"Summary!$D$8*(K1068*'Average Project Size'!$F$6+L1068*'Average Project Size'!$F$7+M1068*'Average Project Size'!$F$8+N1068*'Average Project Size'!$F$10+O1068*'Average Project Size'!$F$9)/1000","v":5.1075773986908504E-2},{"$f":"Summary!$D$8*(K1068*F1068*'Average Project Size'!$F$6+L1068*G1068*'Average Project Size'!$F$7+M1068*H1068*'Average Project Size'!$F$8+N1068*I1068*'Average Project Size'!$F$10+O1068*J1068*'Average Project Size'!$F$9)/1000","v":1.0365811324753442E-3}]
[null,{"$f":"'Peak Identification'!B1067","v":"WNDL12"},{"$f":"'Peak Identification'!D1067","v":"D"},{"$f":"'Peak Identification'!E1067","v":22},{"$f":"VLOOKUP($D1069,'DER Output'!$S$17:$X$41,6,FALSE)","v":0},{"$f":"IF($C1069=\"S\",VLOOKUP($D1069,'DER Output'!$S$18:$W$41,2,FALSE),VLOOKUP($D1069,'DER Output'!$S$18:$W$41,3,FALSE))","v":1.6758481088101923E-4},{"$f":"IF($C1069=\"S\",VLOOKUP($D1069,'DER Output'!$S$18:$W$41,4,FALSE),VLOOKUP($D1069,'DER Output'!$S$18:$W$41,5,FALSE))","v":1.6758481088101923E-4},{"$f":"IF($C1069=\"S\",VLOOKUP($D1069,'DER Output'!$S$18:$W$41,4,FALSE),VLOOKUP($D1069,'DER Output'!$S$18:$W$41,5,FALSE))","v":1.6758481088101923E-4},{"$f":"IF($C1069=\"S\",VLOOKUP($D1069,'DER Output'!$S$18:$W$41,4,FALSE),VLOOKUP($D1069,'DER Output'!$S$18:$W$41,5,FALSE))","v":1.6758481088101923E-4},{"$f":"IF($C1069=\"S\",VLOOKUP($D1069,'DER Output'!$S$18:$W$41,4,FALSE),VLOOKUP($D1069,'DER Output'!$S$18:$W$41,5,FALSE))","v":1.6758481088101923E-4},{"$f":"IFERROR(IF(OR(C1069=\"S\",C1069=\"D\"),VLOOKUP(B1069,'Seasonal Customer Count'!$B:$I,4,FALSE),IF(C1069=\"W\",VLOOKUP(B1069,'Seasonal Customer Count'!$B:$P,12,FALSE),\"Check\")),0)","v":349},{"$f":"IFERROR(IF(OR(C1069=\"S\",C1069=\"D\"),VLOOKUP(B1069,'Seasonal Customer Count'!$B:$P,5,FALSE),IF(C1069=\"W\",VLOOKUP(B1069,'Seasonal Customer Count'!$B:$P,13,FALSE),\"Check\")),0)","v":56},{"$f":"IFERROR(IF(OR(C1069=\"S\",C1069=\"D\"),VLOOKUP(B1069,'Seasonal Customer Count'!$B:$P,6,FALSE),IF(C1069=\"W\",VLOOKUP(B1069,'Seasonal Customer Count'!$B:$P,14,FALSE),\"Check\")),0)","v":52},{"$f":"IFERROR(IF(OR(C1069=\"S\",C1069=\"D\"),VLOOKUP(B1069,'Seasonal Customer Count'!$B:$P,7,FALSE),IF(C1069=\"W\",VLOOKUP(B1069,'Seasonal Customer Count'!$B:$P,15,FALSE),\"Check\")),0)","v":1},{"$f":"IFERROR(IF(OR(C1069=\"S\",C1069=\"D\"),VLOOKUP(B1069,'Seasonal Customer Count'!$B:$P,8,FALSE),IF(C1069=\"W\",VLOOKUP(B1069,'Seasonal Customer Count'!$B:$P,16,FALSE),\"Check\")),0)","v":35},{"$f":"Summary!$D$8*(K1069*'Average Project Size'!$F$6+L1069*'Average Project Size'!$F$7+M1069*'Average Project Size'!$F$8+N1069*'Average Project Size'!$F$10+O1069*'Average Project Size'!$F$9)/1000","v":5.2118874387476172E-2},{"$f":"Summary!$D$8*(K1069*F1069*'Average Project Size'!$F$6+L1069*G1069*'Average Project Size'!$F$7+M1069*H1069*'Average Project Size'!$F$8+N1069*I1069*'Average Project Size'!$F$10+O1069*J1069*'Average Project Size'!$F$9)/1000","v":8.7343317075567906E-6}]
[null,{"$f":"'Peak Identification'!B1068","v":"WNDL13"},{"$f":"'Peak Identification'!D1068","v":"W"},{"$f":"'Peak Identification'!E1068","v":19},{"$f":"VLOOKUP($D1070,'DER Output'!$S$17:$X$41,6,FALSE)","v":0.11066797934994306},{"$f":"IF($C1070=\"S\",VLOOKUP($D1070,'DER Output'!$S$18:$W$41,2,FALSE),VLOOKUP($D1070,'DER Output'!$S$18:$W$41,3,FALSE))","v":1.9564765866800441E-4},{"$f":"IF($C1070=\"S\",VLOOKUP($D1070,'DER Output'!$S$18:$W$41,4,FALSE),VLOOKUP($D1070,'DER Output'!$S$18:$W$41,5,FALSE))","v":1.9564765866800441E-4},{"$f":"IF($C1070=\"S\",VLOOKUP($D1070,'DER Output'!$S$18:$W$41,4,FALSE),VLOOKUP($D1070,'DER Output'!$S$18:$W$41,5,FALSE))","v":1.9564765866800441E-4},{"$f":"IF($C1070=\"S\",VLOOKUP($D1070,'DER Output'!$S$18:$W$41,4,FALSE),VLOOKUP($D1070,'DER Output'!$S$18:$W$41,5,FALSE))","v":1.9564765866800441E-4},{"$f":"IF($C1070=\"S\",VLOOKUP($D1070,'DER Output'!$S$18:$W$41,4,FALSE),VLOOKUP($D1070,'DER Output'!$S$18:$W$41,5,FALSE))","v":1.9564765866800441E-4},{"$f":"IFERROR(IF(OR(C1070=\"S\",C1070=\"D\"),VLOOKUP(B1070,'Seasonal Customer Count'!$B:$I,4,FALSE),IF(C1070=\"W\",VLOOKUP(B1070,'Seasonal Customer Count'!$B:$P,12,FALSE),\"Check\")),0)","v":7},{"$f":"IFERROR(IF(OR(C1070=\"S\",C1070=\"D\"),VLOOKUP(B1070,'Seasonal Customer Count'!$B:$P,5,FALSE),IF(C1070=\"W\",VLOOKUP(B1070,'Seasonal Customer Count'!$B:$P,13,FALSE),\"Check\")),0)","v":4},{"$f":"IFERROR(IF(OR(C1070=\"S\",C1070=\"D\"),VLOOKUP(B1070,'Seasonal Customer Count'!$B:$P,6,FALSE),IF(C1070=\"W\",VLOOKUP(B1070,'Seasonal Customer Count'!$B:$P,14,FALSE),\"Check\")),0)","v":1},{"$f":"IFERROR(IF(OR(C1070=\"S\",C1070=\"D\"),VLOOKUP(B1070,'Seasonal Customer Count'!$B:$P,7,FALSE),IF(C1070=\"W\",VLOOKUP(B1070,'Seasonal Customer Count'!$B:$P,15,FALSE),\"Check\")),0)","v":1},{"$f":"IFERROR(IF(OR(C1070=\"S\",C1070=\"D\"),VLOOKUP(B1070,'Seasonal Customer Count'!$B:$P,8,FALSE),IF(C1070=\"W\",VLOOKUP(B1070,'Seasonal Customer Count'!$B:$P,16,FALSE),\"Check\")),0)","v":0},{"$f":"Summary!$D$8*(K1070*'Average Project Size'!$F$6+L1070*'Average Project Size'!$F$7+M1070*'Average Project Size'!$F$8+N1070*'Average Project Size'!$F$10+O1070*'Average Project Size'!$F$9)/1000","v":3.6791125474274471E-3},{"$f":"Summary!$D$8*(K1070*F1070*'Average Project Size'!$F$6+L1070*G1070*'Average Project Size'!$F$7+M1070*H1070*'Average Project Size'!$F$8+N1070*I1070*'Average Project Size'!$F$10+O1070*J1070*'Average Project Size'!$F$9)/1000","v":7.1980975588025739E-7}]
[null,{"$f":"'Peak Identification'!B1069","v":"WNDL T-041"},{"$f":"'Peak Identification'!D1069","v":"S"},{"$f":"'Peak Identification'!E1069","v":22},{"$f":"VLOOKUP($D1071,'DER Output'!$S$17:$X$41,6,FALSE)","v":0},{"$f":"IF($C1071=\"S\",VLOOKUP($D1071,'DER Output'!$S$18:$W$41,2,FALSE),VLOOKUP($D1071,'DER Output'!$S$18:$W$41,3,FALSE))","v":4.7662353088631345E-4},{"$f":"IF($C1071=\"S\",VLOOKUP($D1071,'DER Output'!$S$18:$W$41,4,FALSE),VLOOKUP($D1071,'DER Output'!$S$18:$W$41,5,FALSE))","v":4.7662353088631345E-4},{"$f":"IF($C1071=\"S\",VLOOKUP($D1071,'DER Output'!$S$18:$W$41,4,FALSE),VLOOKUP($D1071,'DER Output'!$S$18:$W$41,5,FALSE))","v":4.7662353088631345E-4},{"$f":"IF($C1071=\"S\",VLOOKUP($D1071,'DER Output'!$S$18:$W$41,4,FALSE),VLOOKUP($D1071,'DER Output'!$S$18:$W$41,5,FALSE))","v":4.7662353088631345E-4},{"$f":"IF($C1071=\"S\",VLOOKUP($D1071,'DER Output'!$S$18:$W$41,4,FALSE),VLOOKUP($D1071,'DER Output'!$S$18:$W$41,5,FALSE))","v":4.7662353088631345E-4},{"$f":"IFERROR(IF(OR(C1071=\"S\",C1071=\"D\"),VLOOKUP(B1071,'Seasonal Customer Count'!$B:$I,4,FALSE),IF(C1071=\"W\",VLOOKUP(B1071,'Seasonal Customer Count'!$B:$P,12,FALSE),\"Check\")),0)","v":604},{"$f":"IFERROR(IF(OR(C1071=\"S\",C1071=\"D\"),VLOOKUP(B1071,'Seasonal Customer Count'!$B:$P,5,FALSE),IF(C1071=\"W\",VLOOKUP(B1071,'Seasonal Customer Count'!$B:$P,13,FALSE),\"Check\")),0)","v":73},{"$f":"IFERROR(IF(OR(C1071=\"S\",C1071=\"D\"),VLOOKUP(B1071,'Seasonal Customer Count'!$B:$P,6,FALSE),IF(C1071=\"W\",VLOOKUP(B1071,'Seasonal Customer Count'!$B:$P,14,FALSE),\"Check\")),0)","v":72},{"$f":"IFERROR(IF(OR(C1071=\"S\",C1071=\"D\"),VLOOKUP(B1071,'Seasonal Customer Count'!$B:$P,7,FALSE),IF(C1071=\"W\",VLOOKUP(B1071,'Seasonal Customer Count'!$B:$P,15,FALSE),\"Check\")),0)","v":1},{"$f":"IFERROR(IF(OR(C1071=\"S\",C1071=\"D\"),VLOOKUP(B1071,'Seasonal Customer Count'!$B:$P,8,FALSE),IF(C1071=\"W\",VLOOKUP(B1071,'Seasonal Customer Count'!$B:$P,16,FALSE),\"Check\")),0)","v":92},{"$f":"Summary!$D$8*(K1071*'Average Project Size'!$F$6+L1071*'Average Project Size'!$F$7+M1071*'Average Project Size'!$F$8+N1071*'Average Project Size'!$F$10+O1071*'Average Project Size'!$F$9)/1000","v":0.10319464837438466},{"$f":"Summary!$D$8*(K1071*F1071*'Average Project Size'!$F$6+L1071*G1071*'Average Project Size'!$F$7+M1071*H1071*'Average Project Size'!$F$8+N1071*I1071*'Average Project Size'!$F$10+O1071*J1071*'Average Project Size'!$F$9)/1000","v":4.9184997676770789E-5}]
[null,{"$f":"'Peak Identification'!B1070","v":"WWCK11"},{"$f":"'Peak Identification'!D1070","v":"S"},{"$f":"'Peak Identification'!E1070","v":19},{"$f":"VLOOKUP($D1072,'DER Output'!$S$17:$X$41,6,FALSE)","v":0.11066797934994306},{"$f":"IF($C1072=\"S\",VLOOKUP($D1072,'DER Output'!$S$18:$W$41,2,FALSE),VLOOKUP($D1072,'DER Output'!$S$18:$W$41,3,FALSE))","v":7.5840560103576066E-2},{"$f":"IF($C1072=\"S\",VLOOKUP($D1072,'DER Output'!$S$18:$W$41,4,FALSE),VLOOKUP($D1072,'DER Output'!$S$18:$W$41,5,FALSE))","v":7.5840560103576066E-2},{"$f":"IF($C1072=\"S\",VLOOKUP($D1072,'DER Output'!$S$18:$W$41,4,FALSE),VLOOKUP($D1072,'DER Output'!$S$18:$W$41,5,FALSE))","v":7.5840560103576066E-2},{"$f":"IF($C1072=\"S\",VLOOKUP($D1072,'DER Output'!$S$18:$W$41,4,FALSE),VLOOKUP($D1072,'DER Output'!$S$18:$W$41,5,FALSE))","v":7.5840560103576066E-2},{"$f":"IF($C1072=\"S\",VLOOKUP($D1072,'DER Output'!$S$18:$W$41,4,FALSE),VLOOKUP($D1072,'DER Output'!$S$18:$W$41,5,FALSE))","v":7.5840560103576066E-2},{"$f":"IFERROR(IF(OR(C1072=\"S\",C1072=\"D\"),VLOOKUP(B1072,'Seasonal Customer Count'!$B:$I,4,FALSE),IF(C1072=\"W\",VLOOKUP(B1072,'Seasonal Customer Count'!$B:$P,12,FALSE),\"Check\")),0)","v":115},{"$f":"IFERROR(IF(OR(C1072=\"S\",C1072=\"D\"),VLOOKUP(B1072,'Seasonal Customer Count'!$B:$P,5,FALSE),IF(C1072=\"W\",VLOOKUP(B1072,'Seasonal Customer Count'!$B:$P,13,FALSE),\"Check\")),0)","v":33},{"$f":"IFERROR(IF(OR(C1072=\"S\",C1072=\"D\"),VLOOKUP(B1072,'Seasonal Customer Count'!$B:$P,6,FALSE),IF(C1072=\"W\",VLOOKUP(B1072,'Seasonal Customer Count'!$B:$P,14,FALSE),\"Check\")),0)","v":11},{"$f":"IFERROR(IF(OR(C1072=\"S\",C1072=\"D\"),VLOOKUP(B1072,'Seasonal Customer Count'!$B:$P,7,FALSE),IF(C1072=\"W\",VLOOKUP(B1072,'Seasonal Customer Count'!$B:$P,15,FALSE),\"Check\")),0)","v":1},{"$f":"IFERROR(IF(OR(C1072=\"S\",C1072=\"D\"),VLOOKUP(B1072,'Seasonal Customer Count'!$B:$P,8,FALSE),IF(C1072=\"W\",VLOOKUP(B1072,'Seasonal Customer Count'!$B:$P,16,FALSE),\"Check\")),0)","v":49},{"$f":"Summary!$D$8*(K1072*'Average Project Size'!$F$6+L1072*'Average Project Size'!$F$7+M1072*'Average Project Size'!$F$8+N1072*'Average Project Size'!$F$10+O1072*'Average Project Size'!$F$9)/1000","v":4.2984126220091352E-2},{"$f":"Summary!$D$8*(K1072*F1072*'Average Project Size'!$F$6+L1072*G1072*'Average Project Size'!$F$7+M1072*H1072*'Average Project Size'!$F$8+N1072*I1072*'Average Project Size'!$F$10+O1072*J1072*'Average Project Size'!$F$9)/1000","v":3.2599402080945379E-3}]
[null,{"$f":"'Peak Identification'!B1071","v":"WWCK12"},{"$f":"'Peak Identification'!D1071","v":"W"},{"$f":"'Peak Identification'!E1071","v":7},{"$f":"VLOOKUP($D1073,'DER Output'!$S$17:$X$41,6,FALSE)","v":0},{"$f":"IF($C1073=\"S\",VLOOKUP($D1073,'DER Output'!$S$18:$W$41,2,FALSE),VLOOKUP($D1073,'DER Output'!$S$18:$W$41,3,FALSE))","v":1.6354374218706029E-3},{"$f":"IF($C1073=\"S\",VLOOKUP($D1073,'DER Output'!$S$18:$W$41,4,FALSE),VLOOKUP($D1073,'DER Output'!$S$18:$W$41,5,FALSE))","v":1.6354374218706029E-3},{"$f":"IF($C1073=\"S\",VLOOKUP($D1073,'DER Output'!$S$18:$W$41,4,FALSE),VLOOKUP($D1073,'DER Output'!$S$18:$W$41,5,FALSE))","v":1.6354374218706029E-3},{"$f":"IF($C1073=\"S\",VLOOKUP($D1073,'DER Output'!$S$18:$W$41,4,FALSE),VLOOKUP($D1073,'DER Output'!$S$18:$W$41,5,FALSE))","v":1.6354374218706029E-3},{"$f":"IF($C1073=\"S\",VLOOKUP($D1073,'DER Output'!$S$18:$W$41,4,FALSE),VLOOKUP($D1073,'DER Output'!$S$18:$W$41,5,FALSE))","v":1.6354374218706029E-3},{"$f":"IFERROR(IF(OR(C1073=\"S\",C1073=\"D\"),VLOOKUP(B1073,'Seasonal Customer Count'!$B:$I,4,FALSE),IF(C1073=\"W\",VLOOKUP(B1073,'Seasonal Customer Count'!$B:$P,12,FALSE),\"Check\")),0)","v":69},{"$f":"IFERROR(IF(OR(C1073=\"S\",C1073=\"D\"),VLOOKUP(B1073,'Seasonal Customer Count'!$B:$P,5,FALSE),IF(C1073=\"W\",VLOOKUP(B1073,'Seasonal Customer Count'!$B:$P,13,FALSE),\"Check\")),0)","v":10},{"$f":"IFERROR(IF(OR(C1073=\"S\",C1073=\"D\"),VLOOKUP(B1073,'Seasonal Customer Count'!$B:$P,6,FALSE),IF(C1073=\"W\",VLOOKUP(B1073,'Seasonal Customer Count'!$B:$P,14,FALSE),\"Check\")),0)","v":0},{"$f":"IFERROR(IF(OR(C1073=\"S\",C1073=\"D\"),VLOOKUP(B1073,'Seasonal Customer Count'!$B:$P,7,FALSE),IF(C1073=\"W\",VLOOKUP(B1073,'Seasonal Customer Count'!$B:$P,15,FALSE),\"Check\")),0)","v":65},{"$f":"IFERROR(IF(OR(C1073=\"S\",C1073=\"D\"),VLOOKUP(B1073,'Seasonal Customer Count'!$B:$P,8,FALSE),IF(C1073=\"W\",VLOOKUP(B1073,'Seasonal Customer Count'!$B:$P,16,FALSE),\"Check\")),0)","v":0},{"$f":"Summary!$D$8*(K1073*'Average Project Size'!$F$6+L1073*'Average Project Size'!$F$7+M1073*'Average Project Size'!$F$8+N1073*'Average Project Size'!$F$10+O1073*'Average Project Size'!$F$9)/1000","v":0.19428425377881006},{"$f":"Summary!$D$8*(K1073*F1073*'Average Project Size'!$F$6+L1073*G1073*'Average Project Size'!$F$7+M1073*H1073*'Average Project Size'!$F$8+N1073*I1073*'Average Project Size'!$F$10+O1073*J1073*'Average Project Size'!$F$9)/1000","v":3.1773973911007104E-4}]
[null,{"$f":"'Peak Identification'!B1072","v":"WWCK T-131"},{"$f":"'Peak Identification'!D1072","v":"S"},{"$f":"'Peak Identification'!E1072","v":19},{"$f":"VLOOKUP($D1074,'DER Output'!$S$17:$X$41,6,FALSE)","v":0.11066797934994306},{"$f":"IF($C1074=\"S\",VLOOKUP($D1074,'DER Output'!$S$18:$W$41,2,FALSE),VLOOKUP($D1074,'DER Output'!$S$18:$W$41,3,FALSE))","v":7.5840560103576066E-2},{"$f":"IF($C1074=\"S\",VLOOKUP($D1074,'DER Output'!$S$18:$W$41,4,FALSE),VLOOKUP($D1074,'DER Output'!$S$18:$W$41,5,FALSE))","v":7.5840560103576066E-2},{"$f":"IF($C1074=\"S\",VLOOKUP($D1074,'DER Output'!$S$18:$W$41,4,FALSE),VLOOKUP($D1074,'DER Output'!$S$18:$W$41,5,FALSE))","v":7.5840560103576066E-2},{"$f":"IF($C1074=\"S\",VLOOKUP($D1074,'DER Output'!$S$18:$W$41,4,FALSE),VLOOKUP($D1074,'DER Output'!$S$18:$W$41,5,FALSE))","v":7.5840560103576066E-2},{"$f":"IF($C1074=\"S\",VLOOKUP($D1074,'DER Output'!$S$18:$W$41,4,FALSE),VLOOKUP($D1074,'DER Output'!$S$18:$W$41,5,FALSE))","v":7.5840560103576066E-2},{"$f":"IFERROR(IF(OR(C1074=\"S\",C1074=\"D\"),VLOOKUP(B1074,'Seasonal Customer Count'!$B:$I,4,FALSE),IF(C1074=\"W\",VLOOKUP(B1074,'Seasonal Customer Count'!$B:$P,12,FALSE),\"Check\")),0)","v":527},{"$f":"IFERROR(IF(OR(C1074=\"S\",C1074=\"D\"),VLOOKUP(B1074,'Seasonal Customer Count'!$B:$P,5,FALSE),IF(C1074=\"W\",VLOOKUP(B1074,'Seasonal Customer Count'!$B:$P,13,FALSE),\"Check\")),0)","v":64},{"$f":"IFERROR(IF(OR(C1074=\"S\",C1074=\"D\"),VLOOKUP(B1074,'Seasonal Customer Count'!$B:$P,6,FALSE),IF(C1074=\"W\",VLOOKUP(B1074,'Seasonal Customer Count'!$B:$P,14,FALSE),\"Check\")),0)","v":33},{"$f":"IFERROR(IF(OR(C1074=\"S\",C1074=\"D\"),VLOOKUP(B1074,'Seasonal Customer Count'!$B:$P,7,FALSE),IF(C1074=\"W\",VLOOKUP(B1074,'Seasonal Customer Count'!$B:$P,15,FALSE),\"Check\")),0)","v":1},{"$f":"IFERROR(IF(OR(C1074=\"S\",C1074=\"D\"),VLOOKUP(B1074,'Seasonal Customer Count'!$B:$P,8,FALSE),IF(C1074=\"W\",VLOOKUP(B1074,'Seasonal Customer Count'!$B:$P,16,FALSE),\"Check\")),0)","v":76},{"$f":"Summary!$D$8*(K1074*'Average Project Size'!$F$6+L1074*'Average Project Size'!$F$7+M1074*'Average Project Size'!$F$8+N1074*'Average Project Size'!$F$10+O1074*'Average Project Size'!$F$9)/1000","v":8.2590194433910469E-2},{"$f":"Summary!$D$8*(K1074*F1074*'Average Project Size'!$F$6+L1074*G1074*'Average Project Size'!$F$7+M1074*H1074*'Average Project Size'!$F$8+N1074*I1074*'Average Project Size'!$F$10+O1074*J1074*'Average Project Size'!$F$9)/1000","v":6.2636866049310203E-3}]
[null,{"$f":"'Peak Identification'!B1073","v":"WYEE11"},{"$f":"'Peak Identification'!D1073","v":"D"},{"$f":"'Peak Identification'!E1073","v":16},{"$f":"VLOOKUP($D1075,'DER Output'!$S$17:$X$41,6,FALSE)","v":0.22644022312513051},{"$f":"IF($C1075=\"S\",VLOOKUP($D1075,'DER Output'!$S$18:$W$41,2,FALSE),VLOOKUP($D1075,'DER Output'!$S$18:$W$41,3,FALSE))","v":8.1567307668477237E-2},{"$f":"IF($C1075=\"S\",VLOOKUP($D1075,'DER Output'!$S$18:$W$41,4,FALSE),VLOOKUP($D1075,'DER Output'!$S$18:$W$41,5,FALSE))","v":8.1567307668477237E-2},{"$f":"IF($C1075=\"S\",VLOOKUP($D1075,'DER Output'!$S$18:$W$41,4,FALSE),VLOOKUP($D1075,'DER Output'!$S$18:$W$41,5,FALSE))","v":8.1567307668477237E-2},{"$f":"IF($C1075=\"S\",VLOOKUP($D1075,'DER Output'!$S$18:$W$41,4,FALSE),VLOOKUP($D1075,'DER Output'!$S$18:$W$41,5,FALSE))","v":8.1567307668477237E-2},{"$f":"IF($C1075=\"S\",VLOOKUP($D1075,'DER Output'!$S$18:$W$41,4,FALSE),VLOOKUP($D1075,'DER Output'!$S$18:$W$41,5,FALSE))","v":8.1567307668477237E-2},{"$f":"IFERROR(IF(OR(C1075=\"S\",C1075=\"D\"),VLOOKUP(B1075,'Seasonal Customer Count'!$B:$I,4,FALSE),IF(C1075=\"W\",VLOOKUP(B1075,'Seasonal Customer Count'!$B:$P,12,FALSE),\"Check\")),0)","v":1013},{"$f":"IFERROR(IF(OR(C1075=\"S\",C1075=\"D\"),VLOOKUP(B1075,'Seasonal Customer Count'!$B:$P,5,FALSE),IF(C1075=\"W\",VLOOKUP(B1075,'Seasonal Customer Count'!$B:$P,13,FALSE),\"Check\")),0)","v":219},{"$f":"IFERROR(IF(OR(C1075=\"S\",C1075=\"D\"),VLOOKUP(B1075,'Seasonal Customer Count'!$B:$P,6,FALSE),IF(C1075=\"W\",VLOOKUP(B1075,'Seasonal Customer Count'!$B:$P,14,FALSE),\"Check\")),0)","v":108},{"$f":"IFERROR(IF(OR(C1075=\"S\",C1075=\"D\"),VLOOKUP(B1075,'Seasonal Customer Count'!$B:$P,7,FALSE),IF(C1075=\"W\",VLOOKUP(B1075,'Seasonal Customer Count'!$B:$P,15,FALSE),\"Check\")),0)","v":1},{"$f":"IFERROR(IF(OR(C1075=\"S\",C1075=\"D\"),VLOOKUP(B1075,'Seasonal Customer Count'!$B:$P,8,FALSE),IF(C1075=\"W\",VLOOKUP(B1075,'Seasonal Customer Count'!$B:$P,16,FALSE),\"Check\")),0)","v":0},{"$f":"Summary!$D$8*(K1075*'Average Project Size'!$F$6+L1075*'Average Project Size'!$F$7+M1075*'Average Project Size'!$F$8+N1075*'Average Project Size'!$F$10+O1075*'Average Project Size'!$F$9)/1000","v":7.7836682851836092E-2},{"$f":"Summary!$D$8*(K1075*F1075*'Average Project Size'!$F$6+L1075*G1075*'Average Project Size'!$F$7+M1075*H1075*'Average Project Size'!$F$8+N1075*I1075*'Average Project Size'!$F$10+O1075*J1075*'Average Project Size'!$F$9)/1000","v":6.3489286580693995E-3}]
[null,{"$f":"'Peak Identification'!B1074","v":"WYEE12"},{"$f":"'Peak Identification'!D1074","v":"S"},{"$f":"'Peak Identification'!E1074","v":17},{"$f":"VLOOKUP($D1076,'DER Output'!$S$17:$X$41,6,FALSE)","v":0.19174838710475617},{"$f":"IF($C1076=\"S\",VLOOKUP($D1076,'DER Output'!$S$18:$W$41,2,FALSE),VLOOKUP($D1076,'DER Output'!$S$18:$W$41,3,FALSE))","v":0.30300399777640191},{"$f":"IF($C1076=\"S\",VLOOKUP($D1076,'DER Output'!$S$18:$W$41,4,FALSE),VLOOKUP($D1076,'DER Output'!$S$18:$W$41,5,FALSE))","v":0.30300399777640191},{"$f":"IF($C1076=\"S\",VLOOKUP($D1076,'DER Output'!$S$18:$W$41,4,FALSE),VLOOKUP($D1076,'DER Output'!$S$18:$W$41,5,FALSE))","v":0.30300399777640191},{"$f":"IF($C1076=\"S\",VLOOKUP($D1076,'DER Output'!$S$18:$W$41,4,FALSE),VLOOKUP($D1076,'DER Output'!$S$18:$W$41,5,FALSE))","v":0.30300399777640191},{"$f":"IF($C1076=\"S\",VLOOKUP($D1076,'DER Output'!$S$18:$W$41,4,FALSE),VLOOKUP($D1076,'DER Output'!$S$18:$W$41,5,FALSE))","v":0.30300399777640191},{"$f":"IFERROR(IF(OR(C1076=\"S\",C1076=\"D\"),VLOOKUP(B1076,'Seasonal Customer Count'!$B:$I,4,FALSE),IF(C1076=\"W\",VLOOKUP(B1076,'Seasonal Customer Count'!$B:$P,12,FALSE),\"Check\")),0)","v":0},{"$f":"IFERROR(IF(OR(C1076=\"S\",C1076=\"D\"),VLOOKUP(B1076,'Seasonal Customer Count'!$B:$P,5,FALSE),IF(C1076=\"W\",VLOOKUP(B1076,'Seasonal Customer Count'!$B:$P,13,FALSE),\"Check\")),0)","v":1},{"$f":"IFERROR(IF(OR(C1076=\"S\",C1076=\"D\"),VLOOKUP(B1076,'Seasonal Customer Count'!$B:$P,6,FALSE),IF(C1076=\"W\",VLOOKUP(B1076,'Seasonal Customer Count'!$B:$P,14,FALSE),\"Check\")),0)","v":61},{"$f":"IFERROR(IF(OR(C1076=\"S\",C1076=\"D\"),VLOOKUP(B1076,'Seasonal Customer Count'!$B:$P,7,FALSE),IF(C1076=\"W\",VLOOKUP(B1076,'Seasonal Customer Count'!$B:$P,15,FALSE),\"Check\")),0)","v":0},{"$f":"IFERROR(IF(OR(C1076=\"S\",C1076=\"D\"),VLOOKUP(B1076,'Seasonal Customer Count'!$B:$P,8,FALSE),IF(C1076=\"W\",VLOOKUP(B1076,'Seasonal Customer Count'!$B:$P,16,FALSE),\"Check\")),0)","v":0},{"$f":"Summary!$D$8*(K1076*'Average Project Size'!$F$6+L1076*'Average Project Size'!$F$7+M1076*'Average Project Size'!$F$8+N1076*'Average Project Size'!$F$10+O1076*'Average Project Size'!$F$9)/1000","v":1.0564288051018099E-2},{"$f":"Summary!$D$8*(K1076*F1076*'Average Project Size'!$F$6+L1076*G1076*'Average Project Size'!$F$7+M1076*H1076*'Average Project Size'!$F$8+N1076*I1076*'Average Project Size'!$F$10+O1076*J1076*'Average Project Size'!$F$9)/1000","v":3.2010215131199572E-3}]
[null,{"$f":"'Peak Identification'!B1075","v":"WYEE13"},{"$f":"'Peak Identification'!D1075","v":"S"},{"$f":"'Peak Identification'!E1075","v":18},{"$f":"VLOOKUP($D1077,'DER Output'!$S$17:$X$41,6,FALSE)","v":0.16032398020038169},{"$f":"IF($C1077=\"S\",VLOOKUP($D1077,'DER Output'!$S$18:$W$41,2,FALSE),VLOOKUP($D1077,'DER Output'!$S$18:$W$41,3,FALSE))","v":0.17224423800777711},{"$f":"IF($C1077=\"S\",VLOOKUP($D1077,'DER Output'!$S$18:$W$41,4,FALSE),VLOOKUP($D1077,'DER Output'!$S$18:$W$41,5,FALSE))","v":0.17224423800777711},{"$f":"IF($C1077=\"S\",VLOOKUP($D1077,'DER Output'!$S$18:$W$41,4,FALSE),VLOOKUP($D1077,'DER Output'!$S$18:$W$41,5,FALSE))","v":0.17224423800777711},{"$f":"IF($C1077=\"S\",VLOOKUP($D1077,'DER Output'!$S$18:$W$41,4,FALSE),VLOOKUP($D1077,'DER Output'!$S$18:$W$41,5,FALSE))","v":0.17224423800777711},{"$f":"IF($C1077=\"S\",VLOOKUP($D1077,'DER Output'!$S$18:$W$41,4,FALSE),VLOOKUP($D1077,'DER Output'!$S$18:$W$41,5,FALSE))","v":0.17224423800777711},{"$f":"IFERROR(IF(OR(C1077=\"S\",C1077=\"D\"),VLOOKUP(B1077,'Seasonal Customer Count'!$B:$I,4,FALSE),IF(C1077=\"W\",VLOOKUP(B1077,'Seasonal Customer Count'!$B:$P,12,FALSE),\"Check\")),0)","v":999},{"$f":"IFERROR(IF(OR(C1077=\"S\",C1077=\"D\"),VLOOKUP(B1077,'Seasonal Customer Count'!$B:$P,5,FALSE),IF(C1077=\"W\",VLOOKUP(B1077,'Seasonal Customer Count'!$B:$P,13,FALSE),\"Check\")),0)","v":50},{"$f":"IFERROR(IF(OR(C1077=\"S\",C1077=\"D\"),VLOOKUP(B1077,'Seasonal Customer Count'!$B:$P,6,FALSE),IF(C1077=\"W\",VLOOKUP(B1077,'Seasonal Customer Count'!$B:$P,14,FALSE),\"Check\")),0)","v":93},{"$f":"IFERROR(IF(OR(C1077=\"S\",C1077=\"D\"),VLOOKUP(B1077,'Seasonal Customer Count'!$B:$P,7,FALSE),IF(C1077=\"W\",VLOOKUP(B1077,'Seasonal Customer Count'!$B:$P,15,FALSE),\"Check\")),0)","v":0},{"$f":"IFERROR(IF(OR(C1077=\"S\",C1077=\"D\"),VLOOKUP(B1077,'Seasonal Customer Count'!$B:$P,8,FALSE),IF(C1077=\"W\",VLOOKUP(B1077,'Seasonal Customer Count'!$B:$P,16,FALSE),\"Check\")),0)","v":0},{"$f":"Summary!$D$8*(K1077*'Average Project Size'!$F$6+L1077*'Average Project Size'!$F$7+M1077*'Average Project Size'!$F$8+N1077*'Average Project Size'!$F$10+O1077*'Average Project Size'!$F$9)/1000","v":5.9369358798676899E-2},{"$f":"Summary!$D$8*(K1077*F1077*'Average Project Size'!$F$6+L1077*G1077*'Average Project Size'!$F$7+M1077*H1077*'Average Project Size'!$F$8+N1077*I1077*'Average Project Size'!$F$10+O1077*J1077*'Average Project Size'!$F$9)/1000","v":1.0226029967288422E-2}]
[null,{"$f":"'Peak Identification'!B1076","v":"WYEE14"},{"$f":"'Peak Identification'!D1076","v":"S"},{"$f":"'Peak Identification'!E1076","v":17},{"$f":"VLOOKUP($D1078,'DER Output'!$S$17:$X$41,6,FALSE)","v":0.19174838710475617},{"$f":"IF($C1078=\"S\",VLOOKUP($D1078,'DER Output'!$S$18:$W$41,2,FALSE),VLOOKUP($D1078,'DER Output'!$S$18:$W$41,3,FALSE))","v":0.30300399777640191},{"$f":"IF($C1078=\"S\",VLOOKUP($D1078,'DER Output'!$S$18:$W$41,4,FALSE),VLOOKUP($D1078,'DER Output'!$S$18:$W$41,5,FALSE))","v":0.30300399777640191},{"$f":"IF($C1078=\"S\",VLOOKUP($D1078,'DER Output'!$S$18:$W$41,4,FALSE),VLOOKUP($D1078,'DER Output'!$S$18:$W$41,5,FALSE))","v":0.30300399777640191},{"$f":"IF($C1078=\"S\",VLOOKUP($D1078,'DER Output'!$S$18:$W$41,4,FALSE),VLOOKUP($D1078,'DER Output'!$S$18:$W$41,5,FALSE))","v":0.30300399777640191},{"$f":"IF($C1078=\"S\",VLOOKUP($D1078,'DER Output'!$S$18:$W$41,4,FALSE),VLOOKUP($D1078,'DER Output'!$S$18:$W$41,5,FALSE))","v":0.30300399777640191},{"$f":"IFERROR(IF(OR(C1078=\"S\",C1078=\"D\"),VLOOKUP(B1078,'Seasonal Customer Count'!$B:$I,4,FALSE),IF(C1078=\"W\",VLOOKUP(B1078,'Seasonal Customer Count'!$B:$P,12,FALSE),\"Check\")),0)","v":82},{"$f":"IFERROR(IF(OR(C1078=\"S\",C1078=\"D\"),VLOOKUP(B1078,'Seasonal Customer Count'!$B:$P,5,FALSE),IF(C1078=\"W\",VLOOKUP(B1078,'Seasonal Customer Count'!$B:$P,13,FALSE),\"Check\")),0)","v":4},{"$f":"IFERROR(IF(OR(C1078=\"S\",C1078=\"D\"),VLOOKUP(B1078,'Seasonal Customer Count'!$B:$P,6,FALSE),IF(C1078=\"W\",VLOOKUP(B1078,'Seasonal Customer Count'!$B:$P,14,FALSE),\"Check\")),0)","v":8},{"$f":"IFERROR(IF(OR(C1078=\"S\",C1078=\"D\"),VLOOKUP(B1078,'Seasonal Customer Count'!$B:$P,7,FALSE),IF(C1078=\"W\",VLOOKUP(B1078,'Seasonal Customer Count'!$B:$P,15,FALSE),\"Check\")),0)","v":0},{"$f":"IFERROR(IF(OR(C1078=\"S\",C1078=\"D\"),VLOOKUP(B1078,'Seasonal Customer Count'!$B:$P,8,FALSE),IF(C1078=\"W\",VLOOKUP(B1078,'Seasonal Customer Count'!$B:$P,16,FALSE),\"Check\")),0)","v":0},{"$f":"Summary!$D$8*(K1078*'Average Project Size'!$F$6+L1078*'Average Project Size'!$F$7+M1078*'Average Project Size'!$F$8+N1078*'Average Project Size'!$F$10+O1078*'Average Project Size'!$F$9)/1000","v":4.9285335347738352E-3},{"$f":"Summary!$D$8*(K1078*F1078*'Average Project Size'!$F$6+L1078*G1078*'Average Project Size'!$F$7+M1078*H1078*'Average Project Size'!$F$8+N1078*I1078*'Average Project Size'!$F$10+O1078*J1078*'Average Project Size'!$F$9)/1000","v":1.4933653642115337E-3}]
[null,{"$f":"'Peak Identification'!B1077","v":"WYEE15"},{"$f":"'Peak Identification'!D1077","v":"S"},{"$f":"'Peak Identification'!E1077","v":16},{"$f":"VLOOKUP($D1079,'DER Output'!$S$17:$X$41,6,FALSE)","v":0.22644022312513051},{"$f":"IF($C1079=\"S\",VLOOKUP($D1079,'DER Output'!$S$18:$W$41,2,FALSE),VLOOKUP($D1079,'DER Output'!$S$18:$W$41,3,FALSE))","v":0.44781407722569133},{"$f":"IF($C1079=\"S\",VLOOKUP($D1079,'DER Output'!$S$18:$W$41,4,FALSE),VLOOKUP($D1079,'DER Output'!$S$18:$W$41,5,FALSE))","v":0.44781407722569133},{"$f":"IF($C1079=\"S\",VLOOKUP($D1079,'DER Output'!$S$18:$W$41,4,FALSE),VLOOKUP($D1079,'DER Output'!$S$18:$W$41,5,FALSE))","v":0.44781407722569133},{"$f":"IF($C1079=\"S\",VLOOKUP($D1079,'DER Output'!$S$18:$W$41,4,FALSE),VLOOKUP($D1079,'DER Output'!$S$18:$W$41,5,FALSE))","v":0.44781407722569133},{"$f":"IF($C1079=\"S\",VLOOKUP($D1079,'DER Output'!$S$18:$W$41,4,FALSE),VLOOKUP($D1079,'DER Output'!$S$18:$W$41,5,FALSE))","v":0.44781407722569133},{"$f":"IFERROR(IF(OR(C1079=\"S\",C1079=\"D\"),VLOOKUP(B1079,'Seasonal Customer Count'!$B:$I,4,FALSE),IF(C1079=\"W\",VLOOKUP(B1079,'Seasonal Customer Count'!$B:$P,12,FALSE),\"Check\")),0)","v":182},{"$f":"IFERROR(IF(OR(C1079=\"S\",C1079=\"D\"),VLOOKUP(B1079,'Seasonal Customer Count'!$B:$P,5,FALSE),IF(C1079=\"W\",VLOOKUP(B1079,'Seasonal Customer Count'!$B:$P,13,FALSE),\"Check\")),0)","v":14},{"$f":"IFERROR(IF(OR(C1079=\"S\",C1079=\"D\"),VLOOKUP(B1079,'Seasonal Customer Count'!$B:$P,6,FALSE),IF(C1079=\"W\",VLOOKUP(B1079,'Seasonal Customer Count'!$B:$P,14,FALSE),\"Check\")),0)","v":43},{"$f":"IFERROR(IF(OR(C1079=\"S\",C1079=\"D\"),VLOOKUP(B1079,'Seasonal Customer Count'!$B:$P,7,FALSE),IF(C1079=\"W\",VLOOKUP(B1079,'Seasonal Customer Count'!$B:$P,15,FALSE),\"Check\")),0)","v":1},{"$f":"IFERROR(IF(OR(C1079=\"S\",C1079=\"D\"),VLOOKUP(B1079,'Seasonal Customer Count'!$B:$P,8,FALSE),IF(C1079=\"W\",VLOOKUP(B1079,'Seasonal Customer Count'!$B:$P,16,FALSE),\"Check\")),0)","v":0},{"$f":"Summary!$D$8*(K1079*'Average Project Size'!$F$6+L1079*'Average Project Size'!$F$7+M1079*'Average Project Size'!$F$8+N1079*'Average Project Size'!$F$10+O1079*'Average Project Size'!$F$9)/1000","v":1.8591643135908446E-2},{"$f":"Summary!$D$8*(K1079*F1079*'Average Project Size'!$F$6+L1079*G1079*'Average Project Size'!$F$7+M1079*H1079*'Average Project Size'!$F$8+N1079*I1079*'Average Project Size'!$F$10+O1079*J1079*'Average Project Size'!$F$9)/1000","v":8.3255995150161976E-3}]
[null,{"$f":"'Peak Identification'!B1078","v":"WYEE16"},{"$f":"'Peak Identification'!D1078","v":"S"},{"$f":"'Peak Identification'!E1078","v":14},{"$f":"VLOOKUP($D1080,'DER Output'!$S$17:$X$41,6,FALSE)","v":0.26694349499860076},{"$f":"IF($C1080=\"S\",VLOOKUP($D1080,'DER Output'!$S$18:$W$41,2,FALSE),VLOOKUP($D1080,'DER Output'!$S$18:$W$41,3,FALSE))","v":0.65426593965075153},{"$f":"IF($C1080=\"S\",VLOOKUP($D1080,'DER Output'!$S$18:$W$41,4,FALSE),VLOOKUP($D1080,'DER Output'!$S$18:$W$41,5,FALSE))","v":0.65426593965075153},{"$f":"IF($C1080=\"S\",VLOOKUP($D1080,'DER Output'!$S$18:$W$41,4,FALSE),VLOOKUP($D1080,'DER Output'!$S$18:$W$41,5,FALSE))","v":0.65426593965075153},{"$f":"IF($C1080=\"S\",VLOOKUP($D1080,'DER Output'!$S$18:$W$41,4,FALSE),VLOOKUP($D1080,'DER Output'!$S$18:$W$41,5,FALSE))","v":0.65426593965075153},{"$f":"IF($C1080=\"S\",VLOOKUP($D1080,'DER Output'!$S$18:$W$41,4,FALSE),VLOOKUP($D1080,'DER Output'!$S$18:$W$41,5,FALSE))","v":0.65426593965075153},{"$f":"IFERROR(IF(OR(C1080=\"S\",C1080=\"D\"),VLOOKUP(B1080,'Seasonal Customer Count'!$B:$I,4,FALSE),IF(C1080=\"W\",VLOOKUP(B1080,'Seasonal Customer Count'!$B:$P,12,FALSE),\"Check\")),0)","v":51},{"$f":"IFERROR(IF(OR(C1080=\"S\",C1080=\"D\"),VLOOKUP(B1080,'Seasonal Customer Count'!$B:$P,5,FALSE),IF(C1080=\"W\",VLOOKUP(B1080,'Seasonal Customer Count'!$B:$P,13,FALSE),\"Check\")),0)","v":26},{"$f":"IFERROR(IF(OR(C1080=\"S\",C1080=\"D\"),VLOOKUP(B1080,'Seasonal Customer Count'!$B:$P,6,FALSE),IF(C1080=\"W\",VLOOKUP(B1080,'Seasonal Customer Count'!$B:$P,14,FALSE),\"Check\")),0)","v":110},{"$f":"IFERROR(IF(OR(C1080=\"S\",C1080=\"D\"),VLOOKUP(B1080,'Seasonal Customer Count'!$B:$P,7,FALSE),IF(C1080=\"W\",VLOOKUP(B1080,'Seasonal Customer Count'!$B:$P,15,FALSE),\"Check\")),0)","v":1},{"$f":"IFERROR(IF(OR(C1080=\"S\",C1080=\"D\"),VLOOKUP(B1080,'Seasonal Customer Count'!$B:$P,8,FALSE),IF(C1080=\"W\",VLOOKUP(B1080,'Seasonal Customer Count'!$B:$P,16,FALSE),\"Check\")),0)","v":0},{"$f":"Summary!$D$8*(K1080*'Average Project Size'!$F$6+L1080*'Average Project Size'!$F$7+M1080*'Average Project Size'!$F$8+N1080*'Average Project Size'!$F$10+O1080*'Average Project Size'!$F$9)/1000","v":2.5787735111129747E-2},{"$f":"Summary!$D$8*(K1080*F1080*'Average Project Size'!$F$6+L1080*G1080*'Average Project Size'!$F$7+M1080*H1080*'Average Project Size'!$F$8+N1080*I1080*'Average Project Size'!$F$10+O1080*J1080*'Average Project Size'!$F$9)/1000","v":1.6872036743947983E-2}]
[null,{"$f":"'Peak Identification'!B1079","v":"WYEE17"},{"$f":"'Peak Identification'!D1079","v":"S"},{"$f":"'Peak Identification'!E1079","v":17},{"$f":"VLOOKUP($D1081,'DER Output'!$S$17:$X$41,6,FALSE)","v":0.19174838710475617},{"$f":"IF($C1081=\"S\",VLOOKUP($D1081,'DER Output'!$S$18:$W$41,2,FALSE),VLOOKUP($D1081,'DER Output'!$S$18:$W$41,3,FALSE))","v":0.30300399777640191},{"$f":"IF($C1081=\"S\",VLOOKUP($D1081,'DER Output'!$S$18:$W$41,4,FALSE),VLOOKUP($D1081,'DER Output'!$S$18:$W$41,5,FALSE))","v":0.30300399777640191},{"$f":"IF($C1081=\"S\",VLOOKUP($D1081,'DER Output'!$S$18:$W$41,4,FALSE),VLOOKUP($D1081,'DER Output'!$S$18:$W$41,5,FALSE))","v":0.30300399777640191},{"$f":"IF($C1081=\"S\",VLOOKUP($D1081,'DER Output'!$S$18:$W$41,4,FALSE),VLOOKUP($D1081,'DER Output'!$S$18:$W$41,5,FALSE))","v":0.30300399777640191},{"$f":"IF($C1081=\"S\",VLOOKUP($D1081,'DER Output'!$S$18:$W$41,4,FALSE),VLOOKUP($D1081,'DER Output'!$S$18:$W$41,5,FALSE))","v":0.30300399777640191},{"$f":"IFERROR(IF(OR(C1081=\"S\",C1081=\"D\"),VLOOKUP(B1081,'Seasonal Customer Count'!$B:$I,4,FALSE),IF(C1081=\"W\",VLOOKUP(B1081,'Seasonal Customer Count'!$B:$P,12,FALSE),\"Check\")),0)","v":729},{"$f":"IFERROR(IF(OR(C1081=\"S\",C1081=\"D\"),VLOOKUP(B1081,'Seasonal Customer Count'!$B:$P,5,FALSE),IF(C1081=\"W\",VLOOKUP(B1081,'Seasonal Customer Count'!$B:$P,13,FALSE),\"Check\")),0)","v":174},{"$f":"IFERROR(IF(OR(C1081=\"S\",C1081=\"D\"),VLOOKUP(B1081,'Seasonal Customer Count'!$B:$P,6,FALSE),IF(C1081=\"W\",VLOOKUP(B1081,'Seasonal Customer Count'!$B:$P,14,FALSE),\"Check\")),0)","v":83},{"$f":"IFERROR(IF(OR(C1081=\"S\",C1081=\"D\"),VLOOKUP(B1081,'Seasonal Customer Count'!$B:$P,7,FALSE),IF(C1081=\"W\",VLOOKUP(B1081,'Seasonal Customer Count'!$B:$P,15,FALSE),\"Check\")),0)","v":1},{"$f":"IFERROR(IF(OR(C1081=\"S\",C1081=\"D\"),VLOOKUP(B1081,'Seasonal Customer Count'!$B:$P,8,FALSE),IF(C1081=\"W\",VLOOKUP(B1081,'Seasonal Customer Count'!$B:$P,16,FALSE),\"Check\")),0)","v":0},{"$f":"Summary!$D$8*(K1081*'Average Project Size'!$F$6+L1081*'Average Project Size'!$F$7+M1081*'Average Project Size'!$F$8+N1081*'Average Project Size'!$F$10+O1081*'Average Project Size'!$F$9)/1000","v":5.8948254593118032E-2},{"$f":"Summary!$D$8*(K1081*F1081*'Average Project Size'!$F$6+L1081*G1081*'Average Project Size'!$F$7+M1081*H1081*'Average Project Size'!$F$8+N1081*I1081*'Average Project Size'!$F$10+O1081*J1081*'Average Project Size'!$F$9)/1000","v":1.786155680365591E-2}]
[null,{"$f":"'Peak Identification'!B1080","v":"WYEE18"},{"$f":"'Peak Identification'!D1080","v":"S"},{"$f":"'Peak Identification'!E1080","v":18},{"$f":"VLOOKUP($D1082,'DER Output'!$S$17:$X$41,6,FALSE)","v":0.16032398020038169},{"$f":"IF($C1082=\"S\",VLOOKUP($D1082,'DER Output'!$S$18:$W$41,2,FALSE),VLOOKUP($D1082,'DER Output'!$S$18:$W$41,3,FALSE))","v":0.17224423800777711},{"$f":"IF($C1082=\"S\",VLOOKUP($D1082,'DER Output'!$S$18:$W$41,4,FALSE),VLOOKUP($D1082,'DER Output'!$S$18:$W$41,5,FALSE))","v":0.17224423800777711},{"$f":"IF($C1082=\"S\",VLOOKUP($D1082,'DER Output'!$S$18:$W$41,4,FALSE),VLOOKUP($D1082,'DER Output'!$S$18:$W$41,5,FALSE))","v":0.17224423800777711},{"$f":"IF($C1082=\"S\",VLOOKUP($D1082,'DER Output'!$S$18:$W$41,4,FALSE),VLOOKUP($D1082,'DER Output'!$S$18:$W$41,5,FALSE))","v":0.17224423800777711},{"$f":"IF($C1082=\"S\",VLOOKUP($D1082,'DER Output'!$S$18:$W$41,4,FALSE),VLOOKUP($D1082,'DER Output'!$S$18:$W$41,5,FALSE))","v":0.17224423800777711},{"$f":"IFERROR(IF(OR(C1082=\"S\",C1082=\"D\"),VLOOKUP(B1082,'Seasonal Customer Count'!$B:$I,4,FALSE),IF(C1082=\"W\",VLOOKUP(B1082,'Seasonal Customer Count'!$B:$P,12,FALSE),\"Check\")),0)","v":556},{"$f":"IFERROR(IF(OR(C1082=\"S\",C1082=\"D\"),VLOOKUP(B1082,'Seasonal Customer Count'!$B:$P,5,FALSE),IF(C1082=\"W\",VLOOKUP(B1082,'Seasonal Customer Count'!$B:$P,13,FALSE),\"Check\")),0)","v":43},{"$f":"IFERROR(IF(OR(C1082=\"S\",C1082=\"D\"),VLOOKUP(B1082,'Seasonal Customer Count'!$B:$P,6,FALSE),IF(C1082=\"W\",VLOOKUP(B1082,'Seasonal Customer Count'!$B:$P,14,FALSE),\"Check\")),0)","v":70},{"$f":"IFERROR(IF(OR(C1082=\"S\",C1082=\"D\"),VLOOKUP(B1082,'Seasonal Customer Count'!$B:$P,7,FALSE),IF(C1082=\"W\",VLOOKUP(B1082,'Seasonal Customer Count'!$B:$P,15,FALSE),\"Check\")),0)","v":1},{"$f":"IFERROR(IF(OR(C1082=\"S\",C1082=\"D\"),VLOOKUP(B1082,'Seasonal Customer Count'!$B:$P,8,FALSE),IF(C1082=\"W\",VLOOKUP(B1082,'Seasonal Customer Count'!$B:$P,16,FALSE),\"Check\")),0)","v":0},{"$f":"Summary!$D$8*(K1082*'Average Project Size'!$F$6+L1082*'Average Project Size'!$F$7+M1082*'Average Project Size'!$F$8+N1082*'Average Project Size'!$F$10+O1082*'Average Project Size'!$F$9)/1000","v":4.0227752008315944E-2},{"$f":"Summary!$D$8*(K1082*F1082*'Average Project Size'!$F$6+L1082*G1082*'Average Project Size'!$F$7+M1082*H1082*'Average Project Size'!$F$8+N1082*I1082*'Average Project Size'!$F$10+O1082*J1082*'Average Project Size'!$F$9)/1000","v":6.9289984914382048E-3}]
[null,{"$f":"'Peak Identification'!B1081","v":"WYEE19"},{"$f":"'Peak Identification'!D1081","v":"S"},{"$f":"'Peak Identification'!E1081","v":17},{"$f":"VLOOKUP($D1083,'DER Output'!$S$17:$X$41,6,FALSE)","v":0.19174838710475617},{"$f":"IF($C1083=\"S\",VLOOKUP($D1083,'DER Output'!$S$18:$W$41,2,FALSE),VLOOKUP($D1083,'DER Output'!$S$18:$W$41,3,FALSE))","v":0.30300399777640191},{"$f":"IF($C1083=\"S\",VLOOKUP($D1083,'DER Output'!$S$18:$W$41,4,FALSE),VLOOKUP($D1083,'DER Output'!$S$18:$W$41,5,FALSE))","v":0.30300399777640191},{"$f":"IF($C1083=\"S\",VLOOKUP($D1083,'DER Output'!$S$18:$W$41,4,FALSE),VLOOKUP($D1083,'DER Output'!$S$18:$W$41,5,FALSE))","v":0.30300399777640191},{"$f":"IF($C1083=\"S\",VLOOKUP($D1083,'DER Output'!$S$18:$W$41,4,FALSE),VLOOKUP($D1083,'DER Output'!$S$18:$W$41,5,FALSE))","v":0.30300399777640191},{"$f":"IF($C1083=\"S\",VLOOKUP($D1083,'DER Output'!$S$18:$W$41,4,FALSE),VLOOKUP($D1083,'DER Output'!$S$18:$W$41,5,FALSE))","v":0.30300399777640191},{"$f":"IFERROR(IF(OR(C1083=\"S\",C1083=\"D\"),VLOOKUP(B1083,'Seasonal Customer Count'!$B:$I,4,FALSE),IF(C1083=\"W\",VLOOKUP(B1083,'Seasonal Customer Count'!$B:$P,12,FALSE),\"Check\")),0)","v":704},{"$f":"IFERROR(IF(OR(C1083=\"S\",C1083=\"D\"),VLOOKUP(B1083,'Seasonal Customer Count'!$B:$P,5,FALSE),IF(C1083=\"W\",VLOOKUP(B1083,'Seasonal Customer Count'!$B:$P,13,FALSE),\"Check\")),0)","v":33},{"$f":"IFERROR(IF(OR(C1083=\"S\",C1083=\"D\"),VLOOKUP(B1083,'Seasonal Customer Count'!$B:$P,6,FALSE),IF(C1083=\"W\",VLOOKUP(B1083,'Seasonal Customer Count'!$B:$P,14,FALSE),\"Check\")),0)","v":148},{"$f":"IFERROR(IF(OR(C1083=\"S\",C1083=\"D\"),VLOOKUP(B1083,'Seasonal Customer Count'!$B:$P,7,FALSE),IF(C1083=\"W\",VLOOKUP(B1083,'Seasonal Customer Count'!$B:$P,15,FALSE),\"Check\")),0)","v":1},{"$f":"IFERROR(IF(OR(C1083=\"S\",C1083=\"D\"),VLOOKUP(B1083,'Seasonal Customer Count'!$B:$P,8,FALSE),IF(C1083=\"W\",VLOOKUP(B1083,'Seasonal Customer Count'!$B:$P,16,FALSE),\"Check\")),0)","v":0},{"$f":"Summary!$D$8*(K1083*'Average Project Size'!$F$6+L1083*'Average Project Size'!$F$7+M1083*'Average Project Size'!$F$8+N1083*'Average Project Size'!$F$10+O1083*'Average Project Size'!$F$9)/1000","v":5.8791542394325866E-2},{"$f":"Summary!$D$8*(K1083*F1083*'Average Project Size'!$F$6+L1083*G1083*'Average Project Size'!$F$7+M1083*H1083*'Average Project Size'!$F$8+N1083*I1083*'Average Project Size'!$F$10+O1083*J1083*'Average Project Size'!$F$9)/1000","v":1.7814072380921551E-2}]
[null,{"$f":"'Peak Identification'!B1082","v":"WYEE20"},{"$f":"'Peak Identification'!D1082","v":"S"},{"$f":"'Peak Identification'!E1082","v":15},{"$f":"VLOOKUP($D1084,'DER Output'!$S$17:$X$41,6,FALSE)","v":0.24675324675324678},{"$f":"IF($C1084=\"S\",VLOOKUP($D1084,'DER Output'!$S$18:$W$41,2,FALSE),VLOOKUP($D1084,'DER Output'!$S$18:$W$41,3,FALSE))","v":0.57498529407079435},{"$f":"IF($C1084=\"S\",VLOOKUP($D1084,'DER Output'!$S$18:$W$41,4,FALSE),VLOOKUP($D1084,'DER Output'!$S$18:$W$41,5,FALSE))","v":0.57498529407079435},{"$f":"IF($C1084=\"S\",VLOOKUP($D1084,'DER Output'!$S$18:$W$41,4,FALSE),VLOOKUP($D1084,'DER Output'!$S$18:$W$41,5,FALSE))","v":0.57498529407079435},{"$f":"IF($C1084=\"S\",VLOOKUP($D1084,'DER Output'!$S$18:$W$41,4,FALSE),VLOOKUP($D1084,'DER Output'!$S$18:$W$41,5,FALSE))","v":0.57498529407079435},{"$f":"IF($C1084=\"S\",VLOOKUP($D1084,'DER Output'!$S$18:$W$41,4,FALSE),VLOOKUP($D1084,'DER Output'!$S$18:$W$41,5,FALSE))","v":0.57498529407079435},{"$f":"IFERROR(IF(OR(C1084=\"S\",C1084=\"D\"),VLOOKUP(B1084,'Seasonal Customer Count'!$B:$I,4,FALSE),IF(C1084=\"W\",VLOOKUP(B1084,'Seasonal Customer Count'!$B:$P,12,FALSE),\"Check\")),0)","v":34},{"$f":"IFERROR(IF(OR(C1084=\"S\",C1084=\"D\"),VLOOKUP(B1084,'Seasonal Customer Count'!$B:$P,5,FALSE),IF(C1084=\"W\",VLOOKUP(B1084,'Seasonal Customer Count'!$B:$P,13,FALSE),\"Check\")),0)","v":0},{"$f":"IFERROR(IF(OR(C1084=\"S\",C1084=\"D\"),VLOOKUP(B1084,'Seasonal Customer Count'!$B:$P,6,FALSE),IF(C1084=\"W\",VLOOKUP(B1084,'Seasonal Customer Count'!$B:$P,14,FALSE),\"Check\")),0)","v":3},{"$f":"IFERROR(IF(OR(C1084=\"S\",C1084=\"D\"),VLOOKUP(B1084,'Seasonal Customer Count'!$B:$P,7,FALSE),IF(C1084=\"W\",VLOOKUP(B1084,'Seasonal Customer Count'!$B:$P,15,FALSE),\"Check\")),0)","v":1},{"$f":"IFERROR(IF(OR(C1084=\"S\",C1084=\"D\"),VLOOKUP(B1084,'Seasonal Customer Count'!$B:$P,8,FALSE),IF(C1084=\"W\",VLOOKUP(B1084,'Seasonal Customer Count'!$B:$P,16,FALSE),\"Check\")),0)","v":0},{"$f":"Summary!$D$8*(K1084*'Average Project Size'!$F$6+L1084*'Average Project Size'!$F$7+M1084*'Average Project Size'!$F$8+N1084*'Average Project Size'!$F$10+O1084*'Average Project Size'!$F$9)/1000","v":4.8028698763229894E-3},{"$f":"Summary!$D$8*(K1084*F1084*'Average Project Size'!$F$6+L1084*G1084*'Average Project Size'!$F$7+M1084*H1084*'Average Project Size'!$F$8+N1084*I1084*'Average Project Size'!$F$10+O1084*J1084*'Average Project Size'!$F$9)/1000","v":2.7615795482213339E-3}]
[null,{"$f":"'Peak Identification'!B1083","v":"WYEE T-131"},{"$f":"'Peak Identification'!D1083","v":"S"},{"$f":"'Peak Identification'!E1083","v":16},{"$f":"VLOOKUP($D1085,'DER Output'!$S$17:$X$41,6,FALSE)","v":0.22644022312513051},{"$f":"IF($C1085=\"S\",VLOOKUP($D1085,'DER Output'!$S$18:$W$41,2,FALSE),VLOOKUP($D1085,'DER Output'!$S$18:$W$41,3,FALSE))","v":0.44781407722569133},{"$f":"IF($C1085=\"S\",VLOOKUP($D1085,'DER Output'!$S$18:$W$41,4,FALSE),VLOOKUP($D1085,'DER Output'!$S$18:$W$41,5,FALSE))","v":0.44781407722569133},{"$f":"IF($C1085=\"S\",VLOOKUP($D1085,'DER Output'!$S$18:$W$41,4,FALSE),VLOOKUP($D1085,'DER Output'!$S$18:$W$41,5,FALSE))","v":0.44781407722569133},{"$f":"IF($C1085=\"S\",VLOOKUP($D1085,'DER Output'!$S$18:$W$41,4,FALSE),VLOOKUP($D1085,'DER Output'!$S$18:$W$41,5,FALSE))","v":0.44781407722569133},{"$f":"IF($C1085=\"S\",VLOOKUP($D1085,'DER Output'!$S$18:$W$41,4,FALSE),VLOOKUP($D1085,'DER Output'!$S$18:$W$41,5,FALSE))","v":0.44781407722569133},{"$f":"IFERROR(IF(OR(C1085=\"S\",C1085=\"D\"),VLOOKUP(B1085,'Seasonal Customer Count'!$B:$I,4,FALSE),IF(C1085=\"W\",VLOOKUP(B1085,'Seasonal Customer Count'!$B:$P,12,FALSE),\"Check\")),0)","v":1958},{"$f":"IFERROR(IF(OR(C1085=\"S\",C1085=\"D\"),VLOOKUP(B1085,'Seasonal Customer Count'!$B:$P,5,FALSE),IF(C1085=\"W\",VLOOKUP(B1085,'Seasonal Customer Count'!$B:$P,13,FALSE),\"Check\")),0)","v":407},{"$f":"IFERROR(IF(OR(C1085=\"S\",C1085=\"D\"),VLOOKUP(B1085,'Seasonal Customer Count'!$B:$P,6,FALSE),IF(C1085=\"W\",VLOOKUP(B1085,'Seasonal Customer Count'!$B:$P,14,FALSE),\"Check\")),0)","v":237},{"$f":"IFERROR(IF(OR(C1085=\"S\",C1085=\"D\"),VLOOKUP(B1085,'Seasonal Customer Count'!$B:$P,7,FALSE),IF(C1085=\"W\",VLOOKUP(B1085,'Seasonal Customer Count'!$B:$P,15,FALSE),\"Check\")),0)","v":4},{"$f":"IFERROR(IF(OR(C1085=\"S\",C1085=\"D\"),VLOOKUP(B1085,'Seasonal Customer Count'!$B:$P,8,FALSE),IF(C1085=\"W\",VLOOKUP(B1085,'Seasonal Customer Count'!$B:$P,16,FALSE),\"Check\")),0)","v":0},{"$f":"Summary!$D$8*(K1085*'Average Project Size'!$F$6+L1085*'Average Project Size'!$F$7+M1085*'Average Project Size'!$F$8+N1085*'Average Project Size'!$F$10+O1085*'Average Project Size'!$F$9)/1000","v":0.16017945045718554},{"$f":"Summary!$D$8*(K1085*F1085*'Average Project Size'!$F$6+L1085*G1085*'Average Project Size'!$F$7+M1085*H1085*'Average Project Size'!$F$8+N1085*I1085*'Average Project Size'!$F$10+O1085*J1085*'Average Project Size'!$F$9)/1000","v":7.173061279700288E-2}]
[null,{"$f":"'Peak Identification'!B1084","v":"WYEE T-132"},{"$f":"'Peak Identification'!D1084","v":"S"},{"$f":"'Peak Identification'!E1084","v":17},{"$f":"VLOOKUP($D1086,'DER Output'!$S$17:$X$41,6,FALSE)","v":0.19174838710475617},{"$f":"IF($C1086=\"S\",VLOOKUP($D1086,'DER Output'!$S$18:$W$41,2,FALSE),VLOOKUP($D1086,'DER Output'!$S$18:$W$41,3,FALSE))","v":0.30300399777640191},{"$f":"IF($C1086=\"S\",VLOOKUP($D1086,'DER Output'!$S$18:$W$41,4,FALSE),VLOOKUP($D1086,'DER Output'!$S$18:$W$41,5,FALSE))","v":0.30300399777640191},{"$f":"IF($C1086=\"S\",VLOOKUP($D1086,'DER Output'!$S$18:$W$41,4,FALSE),VLOOKUP($D1086,'DER Output'!$S$18:$W$41,5,FALSE))","v":0.30300399777640191},{"$f":"IF($C1086=\"S\",VLOOKUP($D1086,'DER Output'!$S$18:$W$41,4,FALSE),VLOOKUP($D1086,'DER Output'!$S$18:$W$41,5,FALSE))","v":0.30300399777640191},{"$f":"IF($C1086=\"S\",VLOOKUP($D1086,'DER Output'!$S$18:$W$41,4,FALSE),VLOOKUP($D1086,'DER Output'!$S$18:$W$41,5,FALSE))","v":0.30300399777640191},{"$f":"IFERROR(IF(OR(C1086=\"S\",C1086=\"D\"),VLOOKUP(B1086,'Seasonal Customer Count'!$B:$I,4,FALSE),IF(C1086=\"W\",VLOOKUP(B1086,'Seasonal Customer Count'!$B:$P,12,FALSE),\"Check\")),0)","v":1785},{"$f":"IFERROR(IF(OR(C1086=\"S\",C1086=\"D\"),VLOOKUP(B1086,'Seasonal Customer Count'!$B:$P,5,FALSE),IF(C1086=\"W\",VLOOKUP(B1086,'Seasonal Customer Count'!$B:$P,13,FALSE),\"Check\")),0)","v":87},{"$f":"IFERROR(IF(OR(C1086=\"S\",C1086=\"D\"),VLOOKUP(B1086,'Seasonal Customer Count'!$B:$P,6,FALSE),IF(C1086=\"W\",VLOOKUP(B1086,'Seasonal Customer Count'!$B:$P,14,FALSE),\"Check\")),0)","v":249},{"$f":"IFERROR(IF(OR(C1086=\"S\",C1086=\"D\"),VLOOKUP(B1086,'Seasonal Customer Count'!$B:$P,7,FALSE),IF(C1086=\"W\",VLOOKUP(B1086,'Seasonal Customer Count'!$B:$P,15,FALSE),\"Check\")),0)","v":1},{"$f":"IFERROR(IF(OR(C1086=\"S\",C1086=\"D\"),VLOOKUP(B1086,'Seasonal Customer Count'!$B:$P,8,FALSE),IF(C1086=\"W\",VLOOKUP(B1086,'Seasonal Customer Count'!$B:$P,16,FALSE),\"Check\")),0)","v":0},{"$f":"Summary!$D$8*(K1086*'Average Project Size'!$F$6+L1086*'Average Project Size'!$F$7+M1086*'Average Project Size'!$F$8+N1086*'Average Project Size'!$F$10+O1086*'Average Project Size'!$F$9)/1000","v":0.1230894347277766},{"$f":"Summary!$D$8*(K1086*F1086*'Average Project Size'!$F$6+L1086*G1086*'Average Project Size'!$F$7+M1086*H1086*'Average Project Size'!$F$8+N1086*I1086*'Average Project Size'!$F$10+O1086*J1086*'Average Project Size'!$F$9)/1000","v":3.7296590806553787E-2}]
[null,{"$f":"'Peak Identification'!B1085","v":"WYEE T-133"},{"$f":"'Peak Identification'!D1085","v":"S"},{"$f":"'Peak Identification'!E1085","v":16},{"$f":"VLOOKUP($D1087,'DER Output'!$S$17:$X$41,6,FALSE)","v":0.22644022312513051},{"$f":"IF($C1087=\"S\",VLOOKUP($D1087,'DER Output'!$S$18:$W$41,2,FALSE),VLOOKUP($D1087,'DER Output'!$S$18:$W$41,3,FALSE))","v":0.44781407722569133},{"$f":"IF($C1087=\"S\",VLOOKUP($D1087,'DER Output'!$S$18:$W$41,4,FALSE),VLOOKUP($D1087,'DER Output'!$S$18:$W$41,5,FALSE))","v":0.44781407722569133},{"$f":"IF($C1087=\"S\",VLOOKUP($D1087,'DER Output'!$S$18:$W$41,4,FALSE),VLOOKUP($D1087,'DER Output'!$S$18:$W$41,5,FALSE))","v":0.44781407722569133},{"$f":"IF($C1087=\"S\",VLOOKUP($D1087,'DER Output'!$S$18:$W$41,4,FALSE),VLOOKUP($D1087,'DER Output'!$S$18:$W$41,5,FALSE))","v":0.44781407722569133},{"$f":"IF($C1087=\"S\",VLOOKUP($D1087,'DER Output'!$S$18:$W$41,4,FALSE),VLOOKUP($D1087,'DER Output'!$S$18:$W$41,5,FALSE))","v":0.44781407722569133},{"$f":"IFERROR(IF(OR(C1087=\"S\",C1087=\"D\"),VLOOKUP(B1087,'Seasonal Customer Count'!$B:$I,4,FALSE),IF(C1087=\"W\",VLOOKUP(B1087,'Seasonal Customer Count'!$B:$P,12,FALSE),\"Check\")),0)","v":607},{"$f":"IFERROR(IF(OR(C1087=\"S\",C1087=\"D\"),VLOOKUP(B1087,'Seasonal Customer Count'!$B:$P,5,FALSE),IF(C1087=\"W\",VLOOKUP(B1087,'Seasonal Customer Count'!$B:$P,13,FALSE),\"Check\")),0)","v":70},{"$f":"IFERROR(IF(OR(C1087=\"S\",C1087=\"D\"),VLOOKUP(B1087,'Seasonal Customer Count'!$B:$P,6,FALSE),IF(C1087=\"W\",VLOOKUP(B1087,'Seasonal Customer Count'!$B:$P,14,FALSE),\"Check\")),0)","v":241},{"$f":"IFERROR(IF(OR(C1087=\"S\",C1087=\"D\"),VLOOKUP(B1087,'Seasonal Customer Count'!$B:$P,7,FALSE),IF(C1087=\"W\",VLOOKUP(B1087,'Seasonal Customer Count'!$B:$P,15,FALSE),\"Check\")),0)","v":2},{"$f":"IFERROR(IF(OR(C1087=\"S\",C1087=\"D\"),VLOOKUP(B1087,'Seasonal Customer Count'!$B:$P,8,FALSE),IF(C1087=\"W\",VLOOKUP(B1087,'Seasonal Customer Count'!$B:$P,16,FALSE),\"Check\")),0)","v":0},{"$f":"Summary!$D$8*(K1087*'Average Project Size'!$F$6+L1087*'Average Project Size'!$F$7+M1087*'Average Project Size'!$F$8+N1087*'Average Project Size'!$F$10+O1087*'Average Project Size'!$F$9)/1000","v":7.6579775170463799E-2},{"$f":"Summary!$D$8*(K1087*F1087*'Average Project Size'!$F$6+L1087*G1087*'Average Project Size'!$F$7+M1087*H1087*'Average Project Size'!$F$8+N1087*I1087*'Average Project Size'!$F$10+O1087*J1087*'Average Project Size'!$F$9)/1000","v":3.4293501352112149E-2}]
[null,{"$f":"'Peak Identification'!B1086","v":"ZLOG11"},{"$f":"'Peak Identification'!D1086","v":"S"},{"$f":"'Peak Identification'!E1086","v":23},{"$f":"VLOOKUP($D1088,'DER Output'!$S$17:$X$41,6,FALSE)","v":0},{"$f":"IF($C1088=\"S\",VLOOKUP($D1088,'DER Output'!$S$18:$W$41,2,FALSE),VLOOKUP($D1088,'DER Output'!$S$18:$W$41,3,FALSE))","v":4.7743369662855371E-4},{"$f":"IF($C1088=\"S\",VLOOKUP($D1088,'DER Output'!$S$18:$W$41,4,FALSE),VLOOKUP($D1088,'DER Output'!$S$18:$W$41,5,FALSE))","v":4.7743369662855371E-4},{"$f":"IF($C1088=\"S\",VLOOKUP($D1088,'DER Output'!$S$18:$W$41,4,FALSE),VLOOKUP($D1088,'DER Output'!$S$18:$W$41,5,FALSE))","v":4.7743369662855371E-4},{"$f":"IF($C1088=\"S\",VLOOKUP($D1088,'DER Output'!$S$18:$W$41,4,FALSE),VLOOKUP($D1088,'DER Output'!$S$18:$W$41,5,FALSE))","v":4.7743369662855371E-4},{"$f":"IF($C1088=\"S\",VLOOKUP($D1088,'DER Output'!$S$18:$W$41,4,FALSE),VLOOKUP($D1088,'DER Output'!$S$18:$W$41,5,FALSE))","v":4.7743369662855371E-4},{"$f":"IFERROR(IF(OR(C1088=\"S\",C1088=\"D\"),VLOOKUP(B1088,'Seasonal Customer Count'!$B:$I,4,FALSE),IF(C1088=\"W\",VLOOKUP(B1088,'Seasonal Customer Count'!$B:$P,12,FALSE),\"Check\")),0)","v":0},{"$f":"IFERROR(IF(OR(C1088=\"S\",C1088=\"D\"),VLOOKUP(B1088,'Seasonal Customer Count'!$B:$P,5,FALSE),IF(C1088=\"W\",VLOOKUP(B1088,'Seasonal Customer Count'!$B:$P,13,FALSE),\"Check\")),0)","v":0},{"$f":"IFERROR(IF(OR(C1088=\"S\",C1088=\"D\"),VLOOKUP(B1088,'Seasonal Customer Count'!$B:$P,6,FALSE),IF(C1088=\"W\",VLOOKUP(B1088,'Seasonal Customer Count'!$B:$P,14,FALSE),\"Check\")),0)","v":2},{"$f":"IFERROR(IF(OR(C1088=\"S\",C1088=\"D\"),VLOOKUP(B1088,'Seasonal Customer Count'!$B:$P,7,FALSE),IF(C1088=\"W\",VLOOKUP(B1088,'Seasonal Customer Count'!$B:$P,15,FALSE),\"Check\")),0)","v":0},{"$f":"IFERROR(IF(OR(C1088=\"S\",C1088=\"D\"),VLOOKUP(B1088,'Seasonal Customer Count'!$B:$P,8,FALSE),IF(C1088=\"W\",VLOOKUP(B1088,'Seasonal Customer Count'!$B:$P,16,FALSE),\"Check\")),0)","v":0},{"$f":"Summary!$D$8*(K1088*'Average Project Size'!$F$6+L1088*'Average Project Size'!$F$7+M1088*'Average Project Size'!$F$8+N1088*'Average Project Size'!$F$10+O1088*'Average Project Size'!$F$9)/1000","v":3.4396528675214222E-4},{"$f":"Summary!$D$8*(K1088*F1088*'Average Project Size'!$F$6+L1088*G1088*'Average Project Size'!$F$7+M1088*H1088*'Average Project Size'!$F$8+N1088*I1088*'Average Project Size'!$F$10+O1088*J1088*'Average Project Size'!$F$9)/1000","v":1.6422061836597574E-7}]
[null,{"$f":"'Peak Identification'!B1087","v":"ZLOG12"},{"$f":"'Peak Identification'!D1087","v":"S"},{"$f":"'Peak Identification'!E1087","v":16},{"$f":"VLOOKUP($D1089,'DER Output'!$S$17:$X$41,6,FALSE)","v":0.22644022312513051},{"$f":"IF($C1089=\"S\",VLOOKUP($D1089,'DER Output'!$S$18:$W$41,2,FALSE),VLOOKUP($D1089,'DER Output'!$S$18:$W$41,3,FALSE))","v":0.44781407722569133},{"$f":"IF($C1089=\"S\",VLOOKUP($D1089,'DER Output'!$S$18:$W$41,4,FALSE),VLOOKUP($D1089,'DER Output'!$S$18:$W$41,5,FALSE))","v":0.44781407722569133},{"$f":"IF($C1089=\"S\",VLOOKUP($D1089,'DER Output'!$S$18:$W$41,4,FALSE),VLOOKUP($D1089,'DER Output'!$S$18:$W$41,5,FALSE))","v":0.44781407722569133},{"$f":"IF($C1089=\"S\",VLOOKUP($D1089,'DER Output'!$S$18:$W$41,4,FALSE),VLOOKUP($D1089,'DER Output'!$S$18:$W$41,5,FALSE))","v":0.44781407722569133},{"$f":"IF($C1089=\"S\",VLOOKUP($D1089,'DER Output'!$S$18:$W$41,4,FALSE),VLOOKUP($D1089,'DER Output'!$S$18:$W$41,5,FALSE))","v":0.44781407722569133},{"$f":"IFERROR(IF(OR(C1089=\"S\",C1089=\"D\"),VLOOKUP(B1089,'Seasonal Customer Count'!$B:$I,4,FALSE),IF(C1089=\"W\",VLOOKUP(B1089,'Seasonal Customer Count'!$B:$P,12,FALSE),\"Check\")),0)","v":0},{"$f":"IFERROR(IF(OR(C1089=\"S\",C1089=\"D\"),VLOOKUP(B1089,'Seasonal Customer Count'!$B:$P,5,FALSE),IF(C1089=\"W\",VLOOKUP(B1089,'Seasonal Customer Count'!$B:$P,13,FALSE),\"Check\")),0)","v":0},{"$f":"IFERROR(IF(OR(C1089=\"S\",C1089=\"D\"),VLOOKUP(B1089,'Seasonal Customer Count'!$B:$P,6,FALSE),IF(C1089=\"W\",VLOOKUP(B1089,'Seasonal Customer Count'!$B:$P,14,FALSE),\"Check\")),0)","v":0},{"$f":"IFERROR(IF(OR(C1089=\"S\",C1089=\"D\"),VLOOKUP(B1089,'Seasonal Customer Count'!$B:$P,7,FALSE),IF(C1089=\"W\",VLOOKUP(B1089,'Seasonal Customer Count'!$B:$P,15,FALSE),\"Check\")),0)","v":1},{"$f":"IFERROR(IF(OR(C1089=\"S\",C1089=\"D\"),VLOOKUP(B1089,'Seasonal Customer Count'!$B:$P,8,FALSE),IF(C1089=\"W\",VLOOKUP(B1089,'Seasonal Customer Count'!$B:$P,16,FALSE),\"Check\")),0)","v":0},{"$f":"Summary!$D$8*(K1089*'Average Project Size'!$F$6+L1089*'Average Project Size'!$F$7+M1089*'Average Project Size'!$F$8+N1089*'Average Project Size'!$F$10+O1089*'Average Project Size'!$F$9)/1000","v":2.9355110231040001E-3},{"$f":"Summary!$D$8*(K1089*F1089*'Average Project Size'!$F$6+L1089*G1089*'Average Project Size'!$F$7+M1089*H1089*'Average Project Size'!$F$8+N1089*I1089*'Average Project Size'!$F$10+O1089*J1089*'Average Project Size'!$F$9)/1000","v":1.3145631599971628E-3}]
[null,{"$f":"'Peak Identification'!B1088","v":"ZLOG13"},{"$f":"'Peak Identification'!D1088","v":"S"},{"$f":"'Peak Identification'!E1088","v":16},{"$f":"VLOOKUP($D1090,'DER Output'!$S$17:$X$41,6,FALSE)","v":0.22644022312513051},{"$f":"IF($C1090=\"S\",VLOOKUP($D1090,'DER Output'!$S$18:$W$41,2,FALSE),VLOOKUP($D1090,'DER Output'!$S$18:$W$41,3,FALSE))","v":0.44781407722569133},{"$f":"IF($C1090=\"S\",VLOOKUP($D1090,'DER Output'!$S$18:$W$41,4,FALSE),VLOOKUP($D1090,'DER Output'!$S$18:$W$41,5,FALSE))","v":0.44781407722569133},{"$f":"IF($C1090=\"S\",VLOOKUP($D1090,'DER Output'!$S$18:$W$41,4,FALSE),VLOOKUP($D1090,'DER Output'!$S$18:$W$41,5,FALSE))","v":0.44781407722569133},{"$f":"IF($C1090=\"S\",VLOOKUP($D1090,'DER Output'!$S$18:$W$41,4,FALSE),VLOOKUP($D1090,'DER Output'!$S$18:$W$41,5,FALSE))","v":0.44781407722569133},{"$f":"IF($C1090=\"S\",VLOOKUP($D1090,'DER Output'!$S$18:$W$41,4,FALSE),VLOOKUP($D1090,'DER Output'!$S$18:$W$41,5,FALSE))","v":0.44781407722569133},{"$f":"IFERROR(IF(OR(C1090=\"S\",C1090=\"D\"),VLOOKUP(B1090,'Seasonal Customer Count'!$B:$I,4,FALSE),IF(C1090=\"W\",VLOOKUP(B1090,'Seasonal Customer Count'!$B:$P,12,FALSE),\"Check\")),0)","v":0},{"$f":"IFERROR(IF(OR(C1090=\"S\",C1090=\"D\"),VLOOKUP(B1090,'Seasonal Customer Count'!$B:$P,5,FALSE),IF(C1090=\"W\",VLOOKUP(B1090,'Seasonal Customer Count'!$B:$P,13,FALSE),\"Check\")),0)","v":4},{"$f":"IFERROR(IF(OR(C1090=\"S\",C1090=\"D\"),VLOOKUP(B1090,'Seasonal Customer Count'!$B:$P,6,FALSE),IF(C1090=\"W\",VLOOKUP(B1090,'Seasonal Customer Count'!$B:$P,14,FALSE),\"Check\")),0)","v":34},{"$f":"IFERROR(IF(OR(C1090=\"S\",C1090=\"D\"),VLOOKUP(B1090,'Seasonal Customer Count'!$B:$P,7,FALSE),IF(C1090=\"W\",VLOOKUP(B1090,'Seasonal Customer Count'!$B:$P,15,FALSE),\"Check\")),0)","v":1},{"$f":"IFERROR(IF(OR(C1090=\"S\",C1090=\"D\"),VLOOKUP(B1090,'Seasonal Customer Count'!$B:$P,8,FALSE),IF(C1090=\"W\",VLOOKUP(B1090,'Seasonal Customer Count'!$B:$P,16,FALSE),\"Check\")),0)","v":0},{"$f":"Summary!$D$8*(K1090*'Average Project Size'!$F$6+L1090*'Average Project Size'!$F$7+M1090*'Average Project Size'!$F$8+N1090*'Average Project Size'!$F$10+O1090*'Average Project Size'!$F$9)/1000","v":9.076308118201459E-3},{"$f":"Summary!$D$8*(K1090*F1090*'Average Project Size'!$F$6+L1090*G1090*'Average Project Size'!$F$7+M1090*H1090*'Average Project Size'!$F$8+N1090*I1090*'Average Project Size'!$F$10+O1090*J1090*'Average Project Size'!$F$9)/1000","v":4.0644985445684361E-3}]
[null,{"$f":"'Peak Identification'!B1089","v":"ZLOG15"},{"$f":"'Peak Identification'!D1089","v":"W"},{"$f":"'Peak Identification'!E1089","v":7},{"$f":"VLOOKUP($D1091,'DER Output'!$S$17:$X$41,6,FALSE)","v":0},{"$f":"IF($C1091=\"S\",VLOOKUP($D1091,'DER Output'!$S$18:$W$41,2,FALSE),VLOOKUP($D1091,'DER Output'!$S$18:$W$41,3,FALSE))","v":1.6354374218706029E-3},{"$f":"IF($C1091=\"S\",VLOOKUP($D1091,'DER Output'!$S$18:$W$41,4,FALSE),VLOOKUP($D1091,'DER Output'!$S$18:$W$41,5,FALSE))","v":1.6354374218706029E-3},{"$f":"IF($C1091=\"S\",VLOOKUP($D1091,'DER Output'!$S$18:$W$41,4,FALSE),VLOOKUP($D1091,'DER Output'!$S$18:$W$41,5,FALSE))","v":1.6354374218706029E-3},{"$f":"IF($C1091=\"S\",VLOOKUP($D1091,'DER Output'!$S$18:$W$41,4,FALSE),VLOOKUP($D1091,'DER Output'!$S$18:$W$41,5,FALSE))","v":1.6354374218706029E-3},{"$f":"IF($C1091=\"S\",VLOOKUP($D1091,'DER Output'!$S$18:$W$41,4,FALSE),VLOOKUP($D1091,'DER Output'!$S$18:$W$41,5,FALSE))","v":1.6354374218706029E-3},{"$f":"IFERROR(IF(OR(C1091=\"S\",C1091=\"D\"),VLOOKUP(B1091,'Seasonal Customer Count'!$B:$I,4,FALSE),IF(C1091=\"W\",VLOOKUP(B1091,'Seasonal Customer Count'!$B:$P,12,FALSE),\"Check\")),0)","v":9},{"$f":"IFERROR(IF(OR(C1091=\"S\",C1091=\"D\"),VLOOKUP(B1091,'Seasonal Customer Count'!$B:$P,5,FALSE),IF(C1091=\"W\",VLOOKUP(B1091,'Seasonal Customer Count'!$B:$P,13,FALSE),\"Check\")),0)","v":9},{"$f":"IFERROR(IF(OR(C1091=\"S\",C1091=\"D\"),VLOOKUP(B1091,'Seasonal Customer Count'!$B:$P,6,FALSE),IF(C1091=\"W\",VLOOKUP(B1091,'Seasonal Customer Count'!$B:$P,14,FALSE),\"Check\")),0)","v":0},{"$f":"IFERROR(IF(OR(C1091=\"S\",C1091=\"D\"),VLOOKUP(B1091,'Seasonal Customer Count'!$B:$P,7,FALSE),IF(C1091=\"W\",VLOOKUP(B1091,'Seasonal Customer Count'!$B:$P,15,FALSE),\"Check\")),0)","v":0},{"$f":"IFERROR(IF(OR(C1091=\"S\",C1091=\"D\"),VLOOKUP(B1091,'Seasonal Customer Count'!$B:$P,8,FALSE),IF(C1091=\"W\",VLOOKUP(B1091,'Seasonal Customer Count'!$B:$P,16,FALSE),\"Check\")),0)","v":0},{"$f":"Summary!$D$8*(K1091*'Average Project Size'!$F$6+L1091*'Average Project Size'!$F$7+M1091*'Average Project Size'!$F$8+N1091*'Average Project Size'!$F$10+O1091*'Average Project Size'!$F$9)/1000","v":1.0178476665179867E-3},{"$f":"Summary!$D$8*(K1091*F1091*'Average Project Size'!$F$6+L1091*G1091*'Average Project Size'!$F$7+M1091*H1091*'Average Project Size'!$F$8+N1091*I1091*'Average Project Size'!$F$10+O1091*J1091*'Average Project Size'!$F$9)/1000","v":1.6646261635871855E-6}]
[null,{"$f":"'Peak Identification'!B1090","v":"ZLOG16"},{"$f":"'Peak Identification'!D1090","v":"S"},{"$f":"'Peak Identification'!E1090","v":14},{"$f":"VLOOKUP($D1092,'DER Output'!$S$17:$X$41,6,FALSE)","v":0.26694349499860076},{"$f":"IF($C1092=\"S\",VLOOKUP($D1092,'DER Output'!$S$18:$W$41,2,FALSE),VLOOKUP($D1092,'DER Output'!$S$18:$W$41,3,FALSE))","v":0.65426593965075153},{"$f":"IF($C1092=\"S\",VLOOKUP($D1092,'DER Output'!$S$18:$W$41,4,FALSE),VLOOKUP($D1092,'DER Output'!$S$18:$W$41,5,FALSE))","v":0.65426593965075153},{"$f":"IF($C1092=\"S\",VLOOKUP($D1092,'DER Output'!$S$18:$W$41,4,FALSE),VLOOKUP($D1092,'DER Output'!$S$18:$W$41,5,FALSE))","v":0.65426593965075153},{"$f":"IF($C1092=\"S\",VLOOKUP($D1092,'DER Output'!$S$18:$W$41,4,FALSE),VLOOKUP($D1092,'DER Output'!$S$18:$W$41,5,FALSE))","v":0.65426593965075153},{"$f":"IF($C1092=\"S\",VLOOKUP($D1092,'DER Output'!$S$18:$W$41,4,FALSE),VLOOKUP($D1092,'DER Output'!$S$18:$W$41,5,FALSE))","v":0.65426593965075153},{"$f":"IFERROR(IF(OR(C1092=\"S\",C1092=\"D\"),VLOOKUP(B1092,'Seasonal Customer Count'!$B:$I,4,FALSE),IF(C1092=\"W\",VLOOKUP(B1092,'Seasonal Customer Count'!$B:$P,12,FALSE),\"Check\")),0)","v":5},{"$f":"IFERROR(IF(OR(C1092=\"S\",C1092=\"D\"),VLOOKUP(B1092,'Seasonal Customer Count'!$B:$P,5,FALSE),IF(C1092=\"W\",VLOOKUP(B1092,'Seasonal Customer Count'!$B:$P,13,FALSE),\"Check\")),0)","v":31},{"$f":"IFERROR(IF(OR(C1092=\"S\",C1092=\"D\"),VLOOKUP(B1092,'Seasonal Customer Count'!$B:$P,6,FALSE),IF(C1092=\"W\",VLOOKUP(B1092,'Seasonal Customer Count'!$B:$P,14,FALSE),\"Check\")),0)","v":71},{"$f":"IFERROR(IF(OR(C1092=\"S\",C1092=\"D\"),VLOOKUP(B1092,'Seasonal Customer Count'!$B:$P,7,FALSE),IF(C1092=\"W\",VLOOKUP(B1092,'Seasonal Customer Count'!$B:$P,15,FALSE),\"Check\")),0)","v":3},{"$f":"IFERROR(IF(OR(C1092=\"S\",C1092=\"D\"),VLOOKUP(B1092,'Seasonal Customer Count'!$B:$P,8,FALSE),IF(C1092=\"W\",VLOOKUP(B1092,'Seasonal Customer Count'!$B:$P,16,FALSE),\"Check\")),0)","v":0},{"$f":"Summary!$D$8*(K1092*'Average Project Size'!$F$6+L1092*'Average Project Size'!$F$7+M1092*'Average Project Size'!$F$8+N1092*'Average Project Size'!$F$10+O1092*'Average Project Size'!$F$9)/1000","v":2.3489788606878136E-2},{"$f":"Summary!$D$8*(K1092*F1092*'Average Project Size'!$F$6+L1092*G1092*'Average Project Size'!$F$7+M1092*H1092*'Average Project Size'!$F$8+N1092*I1092*'Average Project Size'!$F$10+O1092*J1092*'Average Project Size'!$F$9)/1000","v":1.5368568615076642E-2}]
[null,{"$f":"'Peak Identification'!B1091","v":"ZLOG17"},{"$f":"'Peak Identification'!D1091","v":"D"},{"$f":"'Peak Identification'!E1091","v":14},{"$f":"VLOOKUP($D1093,'DER Output'!$S$17:$X$41,6,FALSE)","v":0.26694349499860076},{"$f":"IF($C1093=\"S\",VLOOKUP($D1093,'DER Output'!$S$18:$W$41,2,FALSE),VLOOKUP($D1093,'DER Output'!$S$18:$W$41,3,FALSE))","v":0.27846114888120072},{"$f":"IF($C1093=\"S\",VLOOKUP($D1093,'DER Output'!$S$18:$W$41,4,FALSE),VLOOKUP($D1093,'DER Output'!$S$18:$W$41,5,FALSE))","v":0.27846114888120072},{"$f":"IF($C1093=\"S\",VLOOKUP($D1093,'DER Output'!$S$18:$W$41,4,FALSE),VLOOKUP($D1093,'DER Output'!$S$18:$W$41,5,FALSE))","v":0.27846114888120072},{"$f":"IF($C1093=\"S\",VLOOKUP($D1093,'DER Output'!$S$18:$W$41,4,FALSE),VLOOKUP($D1093,'DER Output'!$S$18:$W$41,5,FALSE))","v":0.27846114888120072},{"$f":"IF($C1093=\"S\",VLOOKUP($D1093,'DER Output'!$S$18:$W$41,4,FALSE),VLOOKUP($D1093,'DER Output'!$S$18:$W$41,5,FALSE))","v":0.27846114888120072},{"$f":"IFERROR(IF(OR(C1093=\"S\",C1093=\"D\"),VLOOKUP(B1093,'Seasonal Customer Count'!$B:$I,4,FALSE),IF(C1093=\"W\",VLOOKUP(B1093,'Seasonal Customer Count'!$B:$P,12,FALSE),\"Check\")),0)","v":90},{"$f":"IFERROR(IF(OR(C1093=\"S\",C1093=\"D\"),VLOOKUP(B1093,'Seasonal Customer Count'!$B:$P,5,FALSE),IF(C1093=\"W\",VLOOKUP(B1093,'Seasonal Customer Count'!$B:$P,13,FALSE),\"Check\")),0)","v":39},{"$f":"IFERROR(IF(OR(C1093=\"S\",C1093=\"D\"),VLOOKUP(B1093,'Seasonal Customer Count'!$B:$P,6,FALSE),IF(C1093=\"W\",VLOOKUP(B1093,'Seasonal Customer Count'!$B:$P,14,FALSE),\"Check\")),0)","v":110},{"$f":"IFERROR(IF(OR(C1093=\"S\",C1093=\"D\"),VLOOKUP(B1093,'Seasonal Customer Count'!$B:$P,7,FALSE),IF(C1093=\"W\",VLOOKUP(B1093,'Seasonal Customer Count'!$B:$P,15,FALSE),\"Check\")),0)","v":1},{"$f":"IFERROR(IF(OR(C1093=\"S\",C1093=\"D\"),VLOOKUP(B1093,'Seasonal Customer Count'!$B:$P,8,FALSE),IF(C1093=\"W\",VLOOKUP(B1093,'Seasonal Customer Count'!$B:$P,16,FALSE),\"Check\")),0)","v":1},{"$f":"Summary!$D$8*(K1093*'Average Project Size'!$F$6+L1093*'Average Project Size'!$F$7+M1093*'Average Project Size'!$F$8+N1093*'Average Project Size'!$F$10+O1093*'Average Project Size'!$F$9)/1000","v":2.8927420234192678E-2},{"$f":"Summary!$D$8*(K1093*F1093*'Average Project Size'!$F$6+L1093*G1093*'Average Project Size'!$F$7+M1093*H1093*'Average Project Size'!$F$8+N1093*I1093*'Average Project Size'!$F$10+O1093*J1093*'Average Project Size'!$F$9)/1000","v":8.0551626725825845E-3}]
[null,{"$f":"'Peak Identification'!B1092","v":"ZLOG18"},{"$f":"'Peak Identification'!D1092","v":"S"},{"$f":"'Peak Identification'!E1092","v":15},{"$f":"VLOOKUP($D1094,'DER Output'!$S$17:$X$41,6,FALSE)","v":0.24675324675324678},{"$f":"IF($C1094=\"S\",VLOOKUP($D1094,'DER Output'!$S$18:$W$41,2,FALSE),VLOOKUP($D1094,'DER Output'!$S$18:$W$41,3,FALSE))","v":0.57498529407079435},{"$f":"IF($C1094=\"S\",VLOOKUP($D1094,'DER Output'!$S$18:$W$41,4,FALSE),VLOOKUP($D1094,'DER Output'!$S$18:$W$41,5,FALSE))","v":0.57498529407079435},{"$f":"IF($C1094=\"S\",VLOOKUP($D1094,'DER Output'!$S$18:$W$41,4,FALSE),VLOOKUP($D1094,'DER Output'!$S$18:$W$41,5,FALSE))","v":0.57498529407079435},{"$f":"IF($C1094=\"S\",VLOOKUP($D1094,'DER Output'!$S$18:$W$41,4,FALSE),VLOOKUP($D1094,'DER Output'!$S$18:$W$41,5,FALSE))","v":0.57498529407079435},{"$f":"IF($C1094=\"S\",VLOOKUP($D1094,'DER Output'!$S$18:$W$41,4,FALSE),VLOOKUP($D1094,'DER Output'!$S$18:$W$41,5,FALSE))","v":0.57498529407079435},{"$f":"IFERROR(IF(OR(C1094=\"S\",C1094=\"D\"),VLOOKUP(B1094,'Seasonal Customer Count'!$B:$I,4,FALSE),IF(C1094=\"W\",VLOOKUP(B1094,'Seasonal Customer Count'!$B:$P,12,FALSE),\"Check\")),0)","v":1020},{"$f":"IFERROR(IF(OR(C1094=\"S\",C1094=\"D\"),VLOOKUP(B1094,'Seasonal Customer Count'!$B:$P,5,FALSE),IF(C1094=\"W\",VLOOKUP(B1094,'Seasonal Customer Count'!$B:$P,13,FALSE),\"Check\")),0)","v":38},{"$f":"IFERROR(IF(OR(C1094=\"S\",C1094=\"D\"),VLOOKUP(B1094,'Seasonal Customer Count'!$B:$P,6,FALSE),IF(C1094=\"W\",VLOOKUP(B1094,'Seasonal Customer Count'!$B:$P,14,FALSE),\"Check\")),0)","v":63},{"$f":"IFERROR(IF(OR(C1094=\"S\",C1094=\"D\"),VLOOKUP(B1094,'Seasonal Customer Count'!$B:$P,7,FALSE),IF(C1094=\"W\",VLOOKUP(B1094,'Seasonal Customer Count'!$B:$P,15,FALSE),\"Check\")),0)","v":3},{"$f":"IFERROR(IF(OR(C1094=\"S\",C1094=\"D\"),VLOOKUP(B1094,'Seasonal Customer Count'!$B:$P,8,FALSE),IF(C1094=\"W\",VLOOKUP(B1094,'Seasonal Customer Count'!$B:$P,16,FALSE),\"Check\")),0)","v":0},{"$f":"Summary!$D$8*(K1094*'Average Project Size'!$F$6+L1094*'Average Project Size'!$F$7+M1094*'Average Project Size'!$F$8+N1094*'Average Project Size'!$F$10+O1094*'Average Project Size'!$F$9)/1000","v":6.2970945887682664E-2},{"$f":"Summary!$D$8*(K1094*F1094*'Average Project Size'!$F$6+L1094*G1094*'Average Project Size'!$F$7+M1094*H1094*'Average Project Size'!$F$8+N1094*I1094*'Average Project Size'!$F$10+O1094*J1094*'Average Project Size'!$F$9)/1000","v":3.6207367839145299E-2}]
[null,{"$f":"'Peak Identification'!B1093","v":"ZLOG T-132"},{"$f":"'Peak Identification'!D1093","v":"S"},{"$f":"'Peak Identification'!E1093","v":15},{"$f":"VLOOKUP($D1095,'DER Output'!$S$17:$X$41,6,FALSE)","v":0.24675324675324678},{"$f":"IF($C1095=\"S\",VLOOKUP($D1095,'DER Output'!$S$18:$W$41,2,FALSE),VLOOKUP($D1095,'DER Output'!$S$18:$W$41,3,FALSE))","v":0.57498529407079435},{"$f":"IF($C1095=\"S\",VLOOKUP($D1095,'DER Output'!$S$18:$W$41,4,FALSE),VLOOKUP($D1095,'DER Output'!$S$18:$W$41,5,FALSE))","v":0.57498529407079435},{"$f":"IF($C1095=\"S\",VLOOKUP($D1095,'DER Output'!$S$18:$W$41,4,FALSE),VLOOKUP($D1095,'DER Output'!$S$18:$W$41,5,FALSE))","v":0.57498529407079435},{"$f":"IF($C1095=\"S\",VLOOKUP($D1095,'DER Output'!$S$18:$W$41,4,FALSE),VLOOKUP($D1095,'DER Output'!$S$18:$W$41,5,FALSE))","v":0.57498529407079435},{"$f":"IF($C1095=\"S\",VLOOKUP($D1095,'DER Output'!$S$18:$W$41,4,FALSE),VLOOKUP($D1095,'DER Output'!$S$18:$W$41,5,FALSE))","v":0.57498529407079435},{"$f":"IFERROR(IF(OR(C1095=\"S\",C1095=\"D\"),VLOOKUP(B1095,'Seasonal Customer Count'!$B:$I,4,FALSE),IF(C1095=\"W\",VLOOKUP(B1095,'Seasonal Customer Count'!$B:$P,12,FALSE),\"Check\")),0)","v":2121},{"$f":"IFERROR(IF(OR(C1095=\"S\",C1095=\"D\"),VLOOKUP(B1095,'Seasonal Customer Count'!$B:$P,5,FALSE),IF(C1095=\"W\",VLOOKUP(B1095,'Seasonal Customer Count'!$B:$P,13,FALSE),\"Check\")),0)","v":253},{"$f":"IFERROR(IF(OR(C1095=\"S\",C1095=\"D\"),VLOOKUP(B1095,'Seasonal Customer Count'!$B:$P,6,FALSE),IF(C1095=\"W\",VLOOKUP(B1095,'Seasonal Customer Count'!$B:$P,14,FALSE),\"Check\")),0)","v":393},{"$f":"IFERROR(IF(OR(C1095=\"S\",C1095=\"D\"),VLOOKUP(B1095,'Seasonal Customer Count'!$B:$P,7,FALSE),IF(C1095=\"W\",VLOOKUP(B1095,'Seasonal Customer Count'!$B:$P,15,FALSE),\"Check\")),0)","v":10},{"$f":"IFERROR(IF(OR(C1095=\"S\",C1095=\"D\"),VLOOKUP(B1095,'Seasonal Customer Count'!$B:$P,8,FALSE),IF(C1095=\"W\",VLOOKUP(B1095,'Seasonal Customer Count'!$B:$P,16,FALSE),\"Check\")),0)","v":2},{"$f":"Summary!$D$8*(K1095*'Average Project Size'!$F$6+L1095*'Average Project Size'!$F$7+M1095*'Average Project Size'!$F$8+N1095*'Average Project Size'!$F$10+O1095*'Average Project Size'!$F$9)/1000","v":0.20107728160233262},{"$f":"Summary!$D$8*(K1095*F1095*'Average Project Size'!$F$6+L1095*G1095*'Average Project Size'!$F$7+M1095*H1095*'Average Project Size'!$F$8+N1095*I1095*'Average Project Size'!$F$10+O1095*J1095*'Average Project Size'!$F$9)/1000","v":0.11561647989307314}]

{"sheet":"Seasonal Customer Count","index":3,"n_rows":1012,"n_cols":16,"rows_kept":1012,"cut":false,"hidden":false,"merged":[]}
[{"$f":"Summary!A1","v":"Appendix 4.15"}]
[{"$f":"Summary!A2","v":"Transmission and Distribution Avoided Capacity"}]
[]
[null,"Summer Customer Count by Rate Class",null,null,null,null,null,null,null,null,"Winter Customer Count by Rate Class"]
[null,"Asset","Transformer or Feeder","Data Type","Res","Sm. Comm.","Large Comm.","Large Power","Irrigation",null,"Data Type","Res","Sm. Comm.","Large Comm.","Large Power","Irrigation"]
[null,"ADRN11","F","Summer Customer Count",222,42,7,0,121,null,"Winter Customer Count",1917,146,152,0,379]
[null,"ADRN12","F","Summer Customer Count",305,59,20,0,124,null,"Winter Customer Count",1310,103,100,0,217]
[null,"ADRN13","F","Summer Customer Count",0,0,0,0,0,null,"Winter Customer Count",607,43,52,0,162]
[null,"ADRN T-061","T","Summer Customer Count",527,101,27,0,245,null,"Winter Customer Count",1850,79,59,4,45]
[null,"AIKN11","F","Summer Customer Count",865,40,23,0,101,null,"Winter Customer Count",0,0,0,1,0]
[null,"AIKN12","F","Summer Customer Count",1267,92,79,1,123,null,"Winter Customer Count",0,0,0,1,0]
[null,"AIKN13","F","Summer Customer Count",89,22,45,1,7,null,"Winter Customer Count",1715,55,36,1,23]
[null,"AIKN T-051","T","Summer Customer Count",1267,92,79,1,123,null,"Winter Customer Count",135,24,23,1,22]
[null,"AIKN T-052","T","Summer Customer Count",954,62,68,1,108,null,"Winter Customer Count",0,0,0,0,0]
[null,"ALMA11","F","Summer Customer Count",503,26,55,0,0,null,"Winter Customer Count",0,0,0,0,0]
[null,"ALMA12","F","Summer Customer Count",786,20,33,0,0,null,"Winter Customer Count",1309,197,270,9,44]
[null,"ALMA13","F","Summer Customer Count",758,35,103,0,0,null,"Winter Customer Count",354,82,141,2,0]
[null,"ALMA14","F","Summer Customer Count",770,26,57,0,0,null,"Winter Customer Count",349,18,16,0,14]
[null,"ALMA15","F","Summer Customer Count",487,23,38,0,0,null,"Winter Customer Count",606,97,113,7,30]
[null,"ALMA16","F","Summer Customer Count",449,24,47,1,0,null,"Winter Customer Count",5243,275,415,2,82]
[null,"ALMA17","F","Summer Customer Count",185,45,69,2,0,null,"Winter Customer Count",1176,38,38,0,0]
[null,"ALMA18","F","Summer Customer Count",783,77,142,1,0,null,"Winter Customer Count",1592,103,160,1,3]
[null,"ALMA T-131","T","Summer Customer Count",2817,107,248,0,0,null,"Winter Customer Count",1293,72,134,1,4]
[null,"ALMA T-132","T","Summer Customer Count",1904,169,296,4,0,null,"Winter Customer Count",1182,62,83,0,75]
[null,"AMDM11","F","Summer Customer Count",252,36,50,0,100,null,"Winter Customer Count",4966,131,210,5,1]
[null,"AMDM T-051","T","Summer Customer Count",252,36,50,0,100,null,"Winter Customer Count",645,34,89,1,0]
[null,"AMPO11","F","Summer Customer Count",0,0,0,1,0,null,"Winter Customer Count",1462,33,54,1,0]
[null,"AMPO T-051","T","Summer Customer Count",0,0,0,1,0,null,"Winter Customer Count",1533,26,33,2,0]
[null,"ARMA11","F","Summer Customer Count",2,0,0,0,0,null,"Winter Customer Count",1326,38,34,1,1]
[null,"ARMA T-061","T","Summer Customer Count",2,0,0,0,0,null,"Winter Customer Count",7459,189,240,2,19]
[null,"ARTN11","F","Summer Customer Count",18,3,4,0,44,null,"Winter Customer Count",1828,52,63,1,18]
[null,"ARTN12","F","Summer Customer Count",31,4,15,1,52,null,"Winter Customer Count",1331,48,71,1,0]
[null,"ARTN13","F","Summer Customer Count",146,14,7,0,68,null,"Winter Customer Count",2301,53,61,0,1]
[null,"ARTN14","F","Summer Customer Count",13,3,2,0,18,null,"Winter Customer Count",1999,36,45,0,0]
[null,"ARTN T-051","T","Summer Customer Count",208,24,28,1,182,null,"Winter Customer Count",1385,105,115,1,150]
[null,"BCRT11","F","Summer Customer Count",337,21,112,1,0,null,"Winter Customer Count",376,30,17,0,70]
[null,"BCRT12","F","Summer Customer Count",413,23,86,0,0,null,"Winter Customer Count",1009,75,98,1,80]
[null,"BCRT13","F","Summer Customer Count",208,12,78,2,0,null,"Winter Customer Count",809,60,70,1,155]
[null,"BCRT14","F","Summer Customer Count",0,0,0,1,0,null,"Winter Customer Count",538,42,64,1,92]
[null,"BCRT T-131","T","Summer Customer Count",958,56,276,4,0,null,"Winter Customer Count",271,18,6,0,63]
[null,"BGBR11","F","Summer Customer Count",74,4,2,0,0,null,"Winter Customer Count",6053,284,265,3,27]
[null,"BGBR T-061","T","Summer Customer Count",74,4,2,0,0,null,"Winter Customer Count",2,69,81,2,0]
[null,"BKAT11","F","Summer Customer Count",621,9,34,2,2,null,"Winter Customer Count",2179,102,122,0,6]
[null,"BKAT12","F","Summer Customer Count",206,14,15,2,5,null,"Winter Customer Count",2250,34,28,0,7]
[null,"BKAT13","F","Summer Customer Count",1137,45,30,0,27,null,"Winter Customer Count",1622,79,34,1,14]
[null,"BKAT14","F","Summer Customer Count",1621,22,20,0,1,null,"Winter Customer Count",1396,73,252,2,7]
[null,"BKAT15","F","Summer Customer Count",1832,25,46,0,0,null,"Winter Customer Count",1002,48,123,0,1]
[null,"BKAT17","F","Summer Customer Count",0,0,0,1,0,null,"Winter Customer Count",394,25,129,2,6]
[null,"BKAT16","F","Summer Customer Count",0,0,0,0,0,null,"Winter Customer Count",0,0,0,0,0]
[null,"BKAT T-131","T","Summer Customer Count",3585,90,99,4,35,null,"Winter Customer Count",1595,166,169,0,154]
[null,"BKAT T-132","T","Summer Customer Count",1832,25,46,1,0,null,"Winter Customer Count",843,111,123,0,18]
[null,"BKCK11","F","Summer Customer Count",62,11,26,0,58,null,"Winter Customer Count",752,55,46,0,136]
[null,"BKCK12","F","Summer Customer Count",85,16,51,0,79,null,"Winter Customer Count",2410,218,194,1,373]
[null,"BKCK T-051","T","Summer Customer Count",147,27,77,0,137,null,"Winter Customer Count",1198,101,122,1,147]
[null,"BKFT11","F","Summer Customer Count",259,9,15,0,57,null,"Winter Customer Count",1212,117,72,0,226]
[null,"BKFT12","F","Summer Customer Count",1004,40,30,1,14,null,"Winter Customer Count",3719,89,76,2,57]
[null,"BKFT13","F","Summer Customer Count",12,4,4,0,1,null,"Winter Customer Count",1244,19,23,1,0]
[null,"BKFT14","F","Summer Customer Count",0,0,1,2,0,null,"Winter Customer Count",484,25,15,0,46]
[null,"BKFT15","F","Summer Customer Count",205,45,91,1,0,null,"Winter Customer Count",1589,24,18,0,9]
[null,"BKFT16","F","Summer Customer Count",486,49,46,0,9,null,"Winter Customer Count",402,21,20,1,2]
[null,"BKFT17","F","Summer Customer Count",1356,89,74,0,112,null,"Winter Customer Count",0,0,0,0,0]
[null,"BKFT T-051","T","Summer Customer Count",1275,53,50,3,72,null,"Winter Customer Count",1130,80,83,2,209]
[null,"BKFT T-052","T","Summer Customer Count",2047,183,211,1,121,null,"Winter Customer Count",709,46,40,2,116]
[null,"BKHN41","F","Summer Customer Count",29,9,34,0,96,null,"Winter Customer Count",119,13,10,0,42]
[null,"BKHN42","F","Summer Customer Count",15,2,17,0,52,null,"Winter Customer Count",302,21,33,0,51]
[null,"BKHN T-061","T","Summer Customer Count",44,11,51,0,148,null,"Winter Customer Count",235,51,6,0,53]
[null,"BLAK01","F","Summer Customer Count",0,0,0,0,0,null,"Winter Customer Count",235,51,6,0,53]
[null,"BLAK T-051","T","Summer Customer Count",0,0,0,0,0,null,"Winter Customer Count",187,42,11,0,18]
[null,"BLDR41","F","Summer Customer Count",423,34,48,0,2,null,"Winter Customer Count",62,19,6,0,6]
[null,"BLDR42","F","Summer Customer Count",454,27,32,0,12,null,"Winter Customer Count",125,23,5,0,12]
[null,"BLDR T-131","T","Summer Customer Count",877,61,80,0,14,null,"Winter Customer Count",0,0,0,2,0]
[null,"BMSU11","F","Summer Customer Count",43,12,12,0,46,null,"Winter Customer Count",0,0,0,1,0]
[null,"BMSU12","F","Summer Customer Count",2,2,0,0,3,null,"Winter Customer Count",0,0,0,1,0]
[null,"BMSU T-131","T","Summer Customer Count",45,14,12,0,49,null,"Winter Customer Count",0,0,0,1,0]
[null,"BNET11","F","Summer Customer Count",2,7,8,0,8,null,"Winter Customer Count",2988,357,370,3,1]
[null,"BNET T-061","T","Summer Customer Count",2,7,8,0,8,null,"Winter Customer Count",1119,94,124,2,0]
[null,"BNLT11","F","Summer Customer Count",443,13,24,0,24,null,"Winter Customer Count",1465,122,201,1,1]
[null,"BNLT12","F","Summer Customer Count",204,10,7,0,7,null,"Winter Customer Count",404,141,45,0,0]
[null,"BNLT13","F","Summer Customer Count",36,1,3,0,5,null,"Winter Customer Count",5686,130,189,3,13]
[null,"BNLT14","F","Summer Customer Count",0,0,0,0,0,null,"Winter Customer Count",1001,37,84,1,1]
[null,"BNLT T-131","T","Summer Customer Count",683,24,34,0,36,null,"Winter Customer Count",2294,55,78,1,2]
[null,"BOBN41","F","Summer Customer Count",1271,14,9,4,1,null,"Winter Customer Count",1643,24,13,0,4]
[null,"BOBN42","F","Summer Customer Count",1813,31,39,2,1,null,"Winter Customer Count",748,14,14,1,6]
[null,"BOBN43","F","Summer Customer Count",33,57,60,2,0,null,"Winter Customer Count",4147,156,159,0,77]
[null,"BOBN44","F","Summer Customer Count",2498,40,59,0,0,null,"Winter Customer Count",698,25,23,0,8]
[null,"BOBN45","F","Summer Customer Count",1934,110,101,0,0,null,"Winter Customer Count",650,38,40,0,6]
[null,"BOBN T-135","T","Summer Customer Count",3117,102,108,8,2,null,"Winter Customer Count",1700,61,71,0,5]
[null,"BOBN T-136","T","Summer Customer Count",4432,150,160,0,0,null,"Winter Customer Count",1099,32,25,0,58]
[null,"BOIS11","F","Summer Customer Count",221,29,106,0,0,null,"Winter Customer Count",0,0,0,0,0]
[null,"BOIS12","F","Summer Customer Count",661,23,27,0,0,null,"Winter Customer Count",0,0,0,0,0]
[null,"BOIS14","F","Summer Customer Count",14,1,9,1,0,null,"Winter Customer Count",8136,131,132,0,50]
[null,"BOIS17","F","Summer Customer Count",613,21,37,1,0,null,"Winter Customer Count",1393,23,32,0,24]
[null,"BOIS19","F","Summer Customer Count",578,110,125,0,0,null,"Winter Customer Count",1700,30,35,0,1]
[null,"BOIS20","F","Summer Customer Count",116,23,60,2,0,null,"Winter Customer Count",1563,33,26,0,11]
[null,"BOIS21","F","Summer Customer Count",1,0,12,7,0,null,"Winter Customer Count",1960,33,23,0,10]
[null,"BOIS22","F","Summer Customer Count",391,34,100,0,0,null,"Winter Customer Count",1520,12,16,0,4]
[null,"BOIS23","F","Summer Customer Count",637,25,96,1,0,null,"Winter Customer Count",0,0,0,0,0]
[null,"BOIS T-133","T","Summer Customer Count",1273,86,233,0,0,null,"Winter Customer Count",0,0,0,0,0]
[null,"BOIS T-134","T","Summer Customer Count",1216,135,233,8,0,null,"Winter Customer Count",815,90,85,1,196]
[null,"BOIS T-135","T","Summer Customer Count",743,45,106,4,0,null,"Winter Customer Count",344,36,56,1,26]
[null,"BOMT41","F","Summer Customer Count",1176,98,85,0,207,null,"Winter Customer Count",471,54,29,0,170]
[null,"BOMT42","F","Summer Customer Count",528,33,45,0,135,null,"Winter Customer Count",219,45,26,0,85]
[null,"BOMT T-132","T","Summer Customer Count",1704,131,130,0,342,null,"Winter Customer Count",219,45,25,0,84]
[null,"BRDR11","F","Summer Customer Count",0,0,0,0,0,null,"Winter Customer Count",0,0,1,0,1]
[null,"BRDR12","F","Summer Customer Count",12,12,11,0,17,null,"Winter Customer Count",3559,175,253,5,18]
[null,"BRDR T-131","T","Summer Customer Count",12,12,11,0,17,null,"Winter Customer Count",1650,60,102,1,0]
[null,"BSCR11","F","Summer Customer Count",3,3,6,0,3,null,"Winter Customer Count",842,62,70,0,0]
[null,"BSCR T-061","T","Summer Customer Count",3,3,6,0,3,null,"Winter Customer Count",0,1,0,1,0]
[null,"BTLR11","F","Summer Customer Count",1172,25,38,1,0,null,"Winter Customer Count",1067,52,81,3,18]
[null,"BTLR12","F","Summer Customer Count",973,33,38,0,0,null,"Winter Customer Count",3028,245,475,4,4]
[null,"BTLR13","F","Summer Customer Count",0,0,0,0,0,null,"Winter Customer Count",271,80,194,0,0]
[null,"BTLR14","F","Summer Customer Count",547,40,53,0,0,null,"Winter Customer Count",1146,51,134,2,2]
[null,"BTLR15","F","Summer Customer Count",722,24,68,0,0,null,"Winter Customer Count",3,35,37,1,1]
[null,"BTLR16","F","Summer Customer Count",897,22,67,0,0,null,"Winter Customer Count",1608,79,110,1,1]
[null,"BTLR T-131","T","Summer Customer Count",1269,64,121,0,0,null,"Winter Customer Count",1390,210,240,1,3]
[null,"BTLR T-132","T","Summer Customer Count",3042,80,143,1,0,null,"Winter Customer Count",285,21,34,0,0]
[null,"BUBG41","F","Summer Customer Count",26,5,4,0,38,null,"Winter Customer Count",0,0,0,0,0]
[null,"BUBG42","F","Summer Customer Count",216,62,31,0,177,null,"Winter Customer Count",1105,189,206,1,3]
[null,"BUBG43","F","Summer Customer Count",88,23,16,0,83,null,"Winter Customer Count",115,30,20,0,57]
[null,"BUBG44","F","Summer Customer Count",452,52,62,1,122,null,"Winter Customer Count",3,4,1,0,17]
[null,"BUBG T-131","T","Summer Customer Count",114,28,20,0,121,null,"Winter Customer Count",112,26,19,0,40]
[null,"BUBG T-132","T","Summer Customer Count",668,114,93,1,299,null,"Winter Customer Count",1495,76,104,1,2]
[null,"BUGU41","F","Summer Customer Count",21,2,6,0,13,null,"Winter Customer Count",1495,64,66,0,2]
[null,"BUGU42","F","Summer Customer Count",160,14,17,0,70,null,"Winter Customer Count",0,0,0,0,0]
[null,"BUGU T-131","T","Summer Customer Count",160,14,17,0,70,null,"Winter Customer Count",0,0,0,0,0]
[null,"BUGU T-132","T","Summer Customer Count",21,2,6,0,13,null,"Winter Customer Count",0,12,38,1,0]
[null,"BYRL11","F","Summer Customer Count",0,0,0,0,0,null,"Winter Customer Count",0,0,0,0,0]
[null,"BYRL12","F","Summer Customer Count",0,0,0,1,0,null,"Winter Customer Count",0,0,0,0,0]
[null,"BYRL14","F","Summer Customer Count",0,0,0,2,0,null,"Winter Customer Count",0,0,0,0,0]
[null,"BYRL15","F","Summer Customer Count",0,0,3,3,0,null,"Winter Customer Count",0,0,0,0,0]
[null,"BYRL T-061","T","Summer Customer Count",0,0,0,1,0,null,"Winter Customer Count",0,0,0,0,0]
[null,"BYRL T-062","T","Summer Customer Count",0,0,3,5,0,null,"Winter Customer Count",0,0,0,0,0]
[null,"CACK41","F","Summer Customer Count",276,57,21,2,168,null,"Winter Customer Count",4286,114,95,3,55]
[null,"CACK42","F","Summer Customer Count",35,20,21,0,74,null,"Winter Customer Count",1533,42,36,0,19]
[null,"CACK43","F","Summer Customer Count",263,54,34,0,114,null,"Winter Customer Count",1691,20,14,1,1]
[null,"CACK T-132","T","Summer Customer Count",574,131,76,2,356,null,"Winter Customer Count",1062,52,45,2,35]
[null,"CADA11","F","Summer Customer Count",0,0,0,1,0,null,"Winter Customer Count",0,0,0,0,0]
[null,"CADA12","F","Summer Customer Count",0,0,0,1,0,null,"Winter Customer Count",0,0,0,0,0]
[null,"CADA13","F","Summer Customer Count",1715,55,36,1,23,null,"Winter Customer Count",0,0,0,0,0]
[null,"CADA14","F","Summer Customer Count",135,24,23,1,22,null,"Winter Customer Count",159,27,31,1,87]
[null,"CADA15","F","Summer Customer Count",0,0,0,0,0,null,"Winter Customer Count",159,26,29,1,84]
[null,"CADA16","F","Summer Customer Count",0,0,0,0,0,null,"Winter Customer Count",0,1,2,0,3]
[null,"CADA T-131","T","Summer Customer Count",1850,79,59,4,45,null,"Winter Customer Count",3859,163,190,1,264]
[null,"CARO11","F","Summer Customer Count",636,124,43,0,227,null,"Winter Customer Count",1267,54,48,0,186]
[null,"CARO12","F","Summer Customer Count",600,48,87,2,36,null,"Winter Customer Count",1566,61,107,0,3]
[null,"CARO13","F","Summer Customer Count",115,42,32,1,0,null,"Winter Customer Count",1026,48,35,1,75]
[null,"CARO T-061","T","Summer Customer Count",1351,214,162,3,263,null,"Winter Customer Count",0,0,0,0,0]
[null,"CATR11","F","Summer Customer Count",14,1,4,0,26,null,"Winter Customer Count",0,0,0,0,0]
[null,"CATR12","F","Summer Customer Count",7,2,1,0,27,null,"Winter Customer Count",0,0,0,0,0]
[null,"CATR T-051","T","Summer Customer Count",21,3,5,0,53,null,"Winter Customer Count",101,9,21,3,62]
[null,"CDAL11","F","Summer Customer Count",992,32,103,2,0,null,"Winter Customer Count",1,1,2,1,0]
[null,"CDAL12","F","Summer Customer Count",698,25,92,1,0,null,"Winter Customer Count",100,8,19,2,62]
[null,"CDAL13","F","Summer Customer Count",1587,19,50,0,1,null,"Winter Customer Count",2661,407,580,11,3]
[null,"CDAL14","F","Summer Customer Count",0,40,90,2,1,null,"Winter Customer Count",0,0,2,0,0]
[null,"CDAL15","F","Summer Customer Count",967,30,63,0,0,null,"Winter Customer Count",0,0,0,1,0]
[null,"CDAL16","F","Summer Customer Count",207,30,63,3,0,null,"Winter Customer Count",0,5,53,1,0]
[null,"CDAL17","F","Summer Customer Count",1022,50,80,0,0,null,"Winter Customer Count",1278,273,185,1,2]
[null,"CDAL18","F","Summer Customer Count",1637,18,17,0,0,null,"Winter Customer Count",5,35,92,4,0]
[null,"CDAL19","F","Summer Customer Count",132,9,36,2,0,null,"Winter Customer Count",150,58,165,1,1]
[null,"CDAL T-132","T","Summer Customer Count",132,9,36,2,0,null,"Winter Customer Count",1228,36,83,3,0]
[null,"CDAL T-133","T","Summer Customer Count",3277,116,335,5,2,null,"Winter Customer Count",1356,100,415,5,0]
[null,"CDAL T-134","T","Summer Customer Count",3833,128,223,3,0,null,"Winter Customer Count",444,27,144,2,0]
[null,"CDWL11","F","Summer Customer Count",732,20,32,0,0,null,"Winter Customer Count",718,45,137,0,0]
[null,"CDWL12","F","Summer Customer Count",147,53,88,2,0,null,"Winter Customer Count",194,28,134,2,0]
[null,"CDWL13","F","Summer Customer Count",316,14,19,0,14,null,"Winter Customer Count",0,0,0,1,0]
[null,"CDWL14","F","Summer Customer Count",752,56,116,1,3,null,"Winter Customer Count",4186,121,108,5,42]
[null,"CDWL15","F","Summer Customer Count",42,0,8,0,0,null,"Winter Customer Count",845,20,29,2,4]
[null,"CDWL16","F","Summer Customer Count",926,55,72,0,72,null,"Winter Customer Count",279,16,20,3,7]
[null,"CDWL17","F","Summer Customer Count",533,80,109,7,27,null,"Winter Customer Count",1297,57,36,0,31]
[null,"CDWL T-134","T","Summer Customer Count",996,147,216,9,41,null,"Winter Customer Count",1765,28,23,0,0]
[null,"CDWL T-135","T","Summer Customer Count",2452,131,228,1,75,null,"Winter Customer Count",1962,39,64,0,0]
[null,"CHUT11","F","Summer Customer Count",974,17,14,1,5,null,"Winter Customer Count",1962,39,64,0,0]
[null,"CHUT12","F","Summer Customer Count",1183,29,48,1,0,null,"Winter Customer Count",0,0,0,1,0]
[null,"CHUT13","F","Summer Customer Count",1032,24,32,0,1,null,"Winter Customer Count",0,0,0,0,0]
[null,"CHUT14","F","Summer Customer Count",27,5,6,0,0,null,"Winter Customer Count",49,17,12,0,50]
[null,"CHUT15","F","Summer Customer Count",494,19,38,1,0,null,"Winter Customer Count",47,13,12,0,48]
[null,"CHUT16","F","Summer Customer Count",772,7,2,1,0,null,"Winter Customer Count",2,4,0,0,2]
[null,"CHUT17","F","Summer Customer Count",87,1,3,0,0,null,"Winter Customer Count",2,4,13,0,8]
[null,"CHUT18","F","Summer Customer Count",1118,34,30,1,1,null,"Winter Customer Count",2,4,13,0,8]
[null,"CHUT T-131","T","Summer Customer Count",2411,65,76,3,1,null,"Winter Customer Count",651,21,31,0,32]
[null,"CHUT T-132","T","Summer Customer Count",3276,71,97,2,6,null,"Winter Customer Count",419,11,21,0,20]
[null,"CLBA11","F","Summer Customer Count",0,0,0,0,0,null,"Winter Customer Count",198,9,7,0,7]
[null,"CLBA12","F","Summer Customer Count",0,0,0,0,0,null,"Winter Customer Count",34,1,3,0,5]
[null,"CLBA13","F","Summer Customer Count",0,0,0,0,0,null,"Winter Customer Count",0,0,0,0,0]
[null,"CLBA T-131","T","Summer Customer Count",0,0,0,0,0,null,"Winter Customer Count",3902,158,216,9,2]
[null,"CLMP01","F","Summer Customer Count",0,0,0,0,0,null,"Winter Customer Count",1418,19,10,4,1]
[null,"CLMP T-061","T","Summer Customer Count",0,0,0,0,0,null,"Winter Customer Count",2429,52,61,2,1]
[null,"CMBG11","F","Summer Customer Count",320,48,45,0,17,null,"Winter Customer Count",55,87,145,3,0]
[null,"CMBG12","F","Summer Customer Count",288,44,12,0,69,null,"Winter Customer Count",5989,237,273,0,0]
[null,"CMBG T-061","T","Summer Customer Count",608,92,57,0,86,null,"Winter Customer Count",3862,118,134,0,0]
[null,"CNCK11","F","Summer Customer Count",734,60,23,0,79,null,"Winter Customer Count",2127,119,139,0,0]
[null,"CNCK12","F","Summer Customer Count",324,32,14,0,24,null,"Winter Customer Count",4674,264,472,0,0]
[null,"CNCK T-061","T","Summer Customer Count",1058,92,37,0,103,null,"Winter Customer Count",1382,104,235,0,0]
[null,"CNCL11","F","Summer Customer Count",639,51,30,1,2,null,"Winter Customer Count",2082,69,74,0,0]
[null,"CNCL12","F","Summer Customer Count",611,83,43,0,11,null,"Winter Customer Count",1210,91,163,0,0]
[null,"CNCL T-061","T","Summer Customer Count",1250,134,73,1,13,null,"Winter Customer Count",3251,347,540,8,0]
[null,"CNDR11","F","Summer Customer Count",6,2,0,0,24,null,"Winter Customer Count",1775,291,284,0,0]
[null,"CNDR12","F","Summer Customer Count",16,7,1,0,35,null,"Winter Customer Count",62,9,91,7,0]
[null,"CNDR T-051","T","Summer Customer Count",22,9,1,0,59,null,"Winter Customer Count",1414,47,165,1,0]
[null,"COVR11","F","Summer Customer Count",0,0,0,0,1,null,"Winter Customer Count",2596,132,274,5,0]
[null,"COVR12","F","Summer Customer Count",315,18,23,0,135,null,"Winter Customer Count",7,10,40,2,0]
[null,"COVR T-051","T","Summer Customer Count",315,18,23,0,136,null,"Winter Customer Count",2299,70,109,1,0]
[null,"CSCD11","F","Summer Customer Count",954,29,51,1,6,null,"Winter Customer Count",290,52,125,2,0]
[null,"CSCD12","F","Summer Customer Count",565,27,18,0,9,null,"Winter Customer Count",2,3,9,0,3]
[null,"CSCD13","F","Summer Customer Count",937,59,64,0,13,null,"Winter Customer Count",2,3,9,0,3]
[null,"CSCD T-061","T","Summer Customer Count",1891,88,115,1,19,null,"Winter Customer Count",4567,192,267,0,0]
[null,"CSCD T-062","T","Summer Customer Count",565,27,18,0,9,null,"Winter Customer Count",0,0,0,0,0]
[null,"CTWT11","F","Summer Customer Count",211,11,17,0,5,null,"Winter Customer Count",2227,100,89,0,0]
[null,"CTWT12","F","Summer Customer Count",586,14,21,0,0,null,"Winter Customer Count",2340,92,178,0,0]
[null,"CTWT T-131","T","Summer Customer Count",797,25,38,0,5,null,"Winter Customer Count",6329,128,242,1,0]
[null,"CWVY11","F","Summer Customer Count",10,16,0,0,14,null,"Winter Customer Count",2168,29,57,1,0]
[null,"CWVY12","F","Summer Customer Count",45,23,1,0,41,null,"Winter Customer Count",1583,51,74,0,0]
[null,"CWVY T-061","T","Summer Customer Count",55,39,1,0,55,null,"Winter Customer Count",2578,48,111,0,0]
[null,"DALE41","F","Summer Customer Count",277,48,77,0,147,null,"Winter Customer Count",116,37,21,0,135]
[null,"DALE42","F","Summer Customer Count",147,25,32,0,98,null,"Winter Customer Count",27,7,3,0,40]
[null,"DALE43","F","Summer Customer Count",309,56,44,1,58,null,"Winter Customer Count",89,30,18,0,95]
[null,"DALE44","F","Summer Customer Count",563,58,109,2,216,null,"Winter Customer Count",730,131,101,1,300]
[null,"DALE T-132","T","Summer Customer Count",1296,187,262,3,519,null,"Winter Customer Count",254,73,39,0,177]
[null,"DESN11","F","Summer Customer Count",6,4,11,0,14,null,"Winter Customer Count",476,58,62,1,123]
[null,"DESN12","F","Summer Customer Count",0,0,0,0,2,null,"Winter Customer Count",675,146,88,1,358]
[null,"DESN13","F","Summer Customer Count",3,0,1,0,6,null,"Winter Customer Count",299,63,23,1,169]
[null,"DESN T-051","T","Summer Customer Count",9,4,12,0,22,null,"Winter Customer Count",38,19,20,0,75]
[null,"DIXI31","F","Summer Customer Count",644,55,43,0,35,null,"Winter Customer Count",338,64,45,0,114]
[null,"DIXI T-0PA","T","Summer Customer Count",644,55,43,0,35,null,"Winter Customer Count",0,0,0,2,0]
[null,"DONN11","F","Summer Customer Count",0,0,0,0,0,null,"Winter Customer Count",0,0,0,2,0]
[null,"DONN12","F","Summer Customer Count",0,0,0,0,0,null,"Winter Customer Count",3680,290,564,5,2]
[null,"DONN13","F","Summer Customer Count",0,0,0,0,0,null,"Winter Customer Count",1088,59,140,2,0]
[null,"DONN14","F","Summer Customer Count",0,0,0,0,0,null,"Winter Customer Count",910,67,203,1,0]
[null,"DONN15","F","Summer Customer Count",0,0,0,0,0,null,"Winter Customer Count",1682,29,69,0,1]
[null,"DONN T-134","T","Summer Customer Count",0,0,0,0,0,null,"Winter Customer Count",0,135,152,2,1]
[null,"DRKE11","F","Summer Customer Count",92,45,4,0,18,null,"Winter Customer Count",4579,194,310,1,0]
[null,"DRKE T-061","T","Summer Customer Count",92,45,4,0,18,null,"Winter Customer Count",1211,62,126,0,0]
[null,"DTRC11","F","Summer Customer Count",187,21,24,0,87,null,"Winter Customer Count",0,4,4,1,0]
[null,"DTRC12","F","Summer Customer Count",34,6,14,0,46,null,"Winter Customer Count",1527,101,158,0,0]
[null,"DTRC T-051","T","Summer Customer Count",221,27,38,0,133,null,"Winter Customer Count",1841,27,22,0,0]
[null,"DUFN41","F","Summer Customer Count",103,8,14,0,87,null,"Winter Customer Count",0,0,0,0,0]
[null,"DUFN42","F","Summer Customer Count",94,4,12,0,74,null,"Winter Customer Count",0,0,0,0,0]
[null,"DUFN43","F","Summer Customer Count",103,24,47,0,122,null,"Winter Customer Count",0,0,0,0,0]
[null,"DUFN44","F","Summer Customer Count",105,13,11,0,114,null,"Winter Customer Count",0,0,0,0,0]
[null,"DUFN T-131","T","Summer Customer Count",206,32,61,0,209,null,"Winter Customer Count",0,0,0,0,0]
[null,"DUFN T-132","T","Summer Customer Count",199,17,23,0,188,null,"Winter Customer Count",0,0,0,0,0]
[null,"DUKE11","F","Summer Customer Count",19,1,0,0,0,null,"Winter Customer Count",1141,33,43,0,5]
[null,"DUKE12","F","Summer Customer Count",11,3,4,0,0,null,"Winter Customer Count",222,14,18,0,5]
[null,"DUKE T-061","T","Summer Customer Count",30,4,4,0,0,null,"Winter Customer Count",919,19,25,0,0]
[null,"DWSY11","F","Summer Customer Count",105,48,4,0,19,null,"Winter Customer Count",2593,242,469,0,45]
[null,"DWSY12","F","Summer Customer Count",0,0,0,0,0,null,"Winter Customer Count",473,45,192,0,0]
[null,"DWSY T-061","T","Summer Customer Count",105,48,4,0,19,null,"Winter Customer Count",1045,147,237,0,0]
[null,"EAGL11","F","Summer Customer Count",365,36,150,0,0,null,"Winter Customer Count",1075,50,40,0,45]
[null,"EAGL12","F","Summer Customer Count",1074,116,176,0,0,null,"Winter Customer Count",3892,146,193,1,21]
[null,"EAGL13","F","Summer Customer Count",1087,37,30,0,40,null,"Winter Customer Count",1643,28,35,0,0]
[null,"EAGL14","F","Summer Customer Count",1507,22,20,0,0,null,"Winter Customer Count",1092,83,119,1,2]
[null,"EAGL15","F","Summer Customer Count",829,55,62,1,2,null,"Winter Customer Count",1157,35,39,0,19]
[null,"EAGL16","F","Summer Customer Count",994,27,30,0,20,null,"Winter Customer Count",5732,242,200,2,6]
[null,"EAGL T-131","T","Summer Customer Count",2526,189,356,0,40,null,"Winter Customer Count",3223,184,132,1,5]
[null,"EAGL T-132","T","Summer Customer Count",3330,104,112,1,22,null,"Winter Customer Count",2509,58,68,1,1]
[null,"EDEN41","F","Summer Customer Count",373,59,49,0,231,null,"Winter Customer Count",3887,235,246,2,88]
[null,"EDEN42","F","Summer Customer Count",840,101,88,0,305,null,"Winter Customer Count",3549,191,194,1,27]
[null,"EDEN43","F","Summer Customer Count",442,61,69,1,152,null,"Winter Customer Count",338,44,52,1,61]
[null,"EDEN T-132","T","Summer Customer Count",1655,221,206,1,688,null,"Winter Customer Count",6272,388,498,1,4]
[null,"EKHN11","F","Summer Customer Count",845,36,29,2,0,null,"Winter Customer Count",1076,57,119,0,0]
[null,"EKHN12","F","Summer Customer Count",631,23,28,0,0,null,"Winter Customer Count",2501,53,65,0,4]
[null,"EKHN T-131","T","Summer Customer Count",631,23,28,0,0,null,"Winter Customer Count",1296,79,199,0,0]
[null,"EKHN T-132","T","Summer Customer Count",845,36,29,2,0,null,"Winter Customer Count",1399,199,115,1,0]
[null,"EKRT41","F","Summer Customer Count",2723,148,112,1,4,null,"Winter Customer Count",2634,83,71,1,1]
[null,"EKRT42","F","Summer Customer Count",2086,46,53,1,1,null,"Winter Customer Count",931,15,12,0,1]
[null,"EKRT T-131","T","Summer Customer Count",4809,194,165,2,5,null,"Winter Customer Count",1703,68,59,1,0]
[null,"ELDR11","F","Summer Customer Count",1156,20,35,2,1,null,"Winter Customer Count",706,113,80,0,30]
[null,"ELDR12","F","Summer Customer Count",0,5,55,3,0,null,"Winter Customer Count",0,0,0,0,0]
[null,"ELDR13","F","Summer Customer Count",457,12,42,1,0,null,"Winter Customer Count",73,11,5,0,12]
[null,"ELDR T-131","T","Summer Customer Count",1613,37,132,6,1,null,"Winter Customer Count",633,102,75,0,18]
[null,"ELMR41","F","Summer Customer Count",1047,43,28,0,9,null,"Winter Customer Count",774,215,609,13,4]
[null,"ELMR42","F","Summer Customer Count",341,43,44,1,60,null,"Winter Customer Count",24,73,265,4,4]
[null,"ELMR T-133","T","Summer Customer Count",1388,86,72,1,69,null,"Winter Customer Count",610,49,183,5,0]
[null,"EMET11","F","Summer Customer Count",421,43,67,0,0,null,"Winter Customer Count",140,93,161,4,0]
[null,"EMET12","F","Summer Customer Count",786,70,53,3,2,null,"Winter Customer Count",119,13,91,4,0]
[null,"EMET13","F","Summer Customer Count",1264,83,27,0,97,null,"Winter Customer Count",0,0,0,0,0]
[null,"EMET14","F","Summer Customer Count",382,39,22,0,16,null,"Winter Customer Count",119,13,91,4,0]
[null,"EMET15","F","Summer Customer Count",1077,110,105,0,27,null,"Winter Customer Count",2183,96,229,6,0]
[null,"EMET T-132","T","Summer Customer Count",3930,345,274,3,142,null,"Winter Customer Count",0,7,5,2,0]
[null,"ESTN11","F","Summer Customer Count",0,0,0,0,0,null,"Winter Customer Count",1926,50,57,1,0]
[null,"ESTN T-061","T","Summer Customer Count",0,0,0,0,0,null,"Winter Customer Count",257,39,167,3,0]
[null,"ETGT11","F","Summer Customer Count",6,18,21,1,0,null,"Winter Customer Count",1269,65,195,8,0]
[null,"ETGT12","F","Summer Customer Count",1724,77,74,0,5,null,"Winter Customer Count",877,42,127,2,0]
[null,"ETGT13","F","Summer Customer Count",403,60,113,0,0,null,"Winter Customer Count",94,21,59,1,0]
[null,"ETGT14","F","Summer Customer Count",59,18,19,3,2,null,"Winter Customer Count",298,2,9,3,0]
[null,"ETGT15","F","Summer Customer Count",1445,89,58,1,24,null,"Winter Customer Count",0,0,0,2,0]
[null,"ETGT16","F","Summer Customer Count",1608,100,103,1,3,null,"Winter Customer Count",1175,87,235,3,0]
[null,"ETGT17","F","Summer Customer Count",544,98,125,2,105,null,"Winter Customer Count",1086,55,88,0,0]
[null,"ETGT18","F","Summer Customer Count",546,50,66,0,0,null,"Winter Customer Count",0,0,0,1,0]
[null,"ETGT T-131","T","Summer Customer Count",3774,234,217,4,31,null,"Winter Customer Count",0,0,0,1,0]
[null,"ETGT T-132","T","Summer Customer Count",2561,276,362,4,108,null,"Winter Customer Count",89,32,147,1,0]
[null,"FALS11","F","Summer Customer Count",344,50,65,0,52,null,"Winter Customer Count",1237,42,59,1,16]
[null,"FALS12","F","Summer Customer Count",556,67,93,0,1,null,"Winter Customer Count",1196,37,33,0,16]
[null,"FALS13","F","Summer Customer Count",419,106,66,0,120,null,"Winter Customer Count",41,5,26,1,0]
[null,"FALS14","F","Summer Customer Count",62,16,19,0,21,null,"Winter Customer Count",0,0,0,11,0]
[null,"FALS15","F","Summer Customer Count",336,21,14,0,1,null,"Winter Customer Count",0,0,0,5,0]
[null,"FALS T-051","T","Summer Customer Count",900,117,158,0,53,null,"Winter Customer Count",0,0,0,6,0]
[null,"FALS T-052","T","Summer Customer Count",817,143,99,0,142,null,"Winter Customer Count",5855,81,88,0,19]
[null,"FATP11","F","Summer Customer Count",50,11,31,0,45,null,"Winter Customer Count",807,8,4,0,0]
[null,"FATP12","F","Summer Customer Count",17,5,1,0,25,null,"Winter Customer Count",1603,26,25,0,18]
[null,"FATP T-051","T","Summer Customer Count",50,11,31,0,45,null,"Winter Customer Count",1433,17,17,0,0]
[null,"FATP T-052","T","Summer Customer Count",17,5,1,0,25,null,"Winter Customer Count",2012,30,42,0,1]
[null,"Feeder1","F","Summer Customer Count",0,0,0,0,0,null,"Winter Customer Count",0,0,0,0,0]
[null,"Feeder2","F","Summer Customer Count",0,0,0,0,0,null,"Winter Customer Count",0,0,0,0,0]
[null,"FILR11","F","Summer Customer Count",349,33,37,0,4,null,"Winter Customer Count",0,0,0,0,0]
[null,"FILR12","F","Summer Customer Count",358,26,21,0,76,null,"Winter Customer Count",0,0,0,0,0]
[null,"FILR13","F","Summer Customer Count",874,42,39,0,157,null,"Winter Customer Count",3653,175,248,3,4]
[null,"FILR T-051","T","Summer Customer Count",1581,101,97,0,237,null,"Winter Customer Count",1155,118,184,1,4]
[null,"FSGL41","F","Summer Customer Count",16,24,27,0,3,null,"Winter Customer Count",1108,14,33,2,0]
[null,"FSGL42","F","Summer Customer Count",0,0,0,0,0,null,"Winter Customer Count",1390,43,31,0,0]
[null,"FSGL T-132","T","Summer Customer Count",16,24,27,0,3,null,"Winter Customer Count",0,0,0,0,0]
[null,"FTHL11","F","Summer Customer Count",184,6,7,0,28,null,"Winter Customer Count",4208,142,319,1,2]
[null,"FTHL12","F","Summer Customer Count",262,29,53,1,36,null,"Winter Customer Count",1685,73,216,0,0]
[null,"FTHL T-051","T","Summer Customer Count",446,35,60,1,64,null,"Winter Customer Count",2523,69,103,1,2]
[null,"FTLD11","F","Summer Customer Count",0,0,0,0,0,null,"Winter Customer Count",5165,160,232,0,89]
[null,"FTLD12","F","Summer Customer Count",0,0,0,0,0,null,"Winter Customer Count",339,31,43,0,62]
[null,"FTLD T-061","T","Summer Customer Count",0,0,0,0,0,null,"Winter Customer Count",2343,64,94,0,5]
[null,"GARY11","F","Summer Customer Count",45,12,9,0,0,null,"Winter Customer Count",1207,27,30,0,22]
[null,"GARY12","F","Summer Customer Count",2098,33,29,0,3,null,"Winter Customer Count",1276,38,65,0,0]
[null,"GARY13","F","Summer Customer Count",1046,31,99,0,0,null,"Winter Customer Count",0,0,0,0,0]
[null,"GARY14","F","Summer Customer Count",989,80,81,1,0,null,"Winter Customer Count",0,0,0,0,0]
[null,"GARY15","F","Summer Customer Count",49,3,2,0,0,null,"Winter Customer Count",0,0,0,0,0]
[null,"GARY16","F","Summer Customer Count",1393,47,45,1,0,null,"Winter Customer Count",4087,117,168,2,0]
[null,"GARY T-131","T","Summer Customer Count",4178,156,218,1,3,null,"Winter Customer Count",3031,81,143,2,0]
[null,"GARY T-132","T","Summer Customer Count",1442,50,47,1,0,null,"Winter Customer Count",1056,36,25,0,0]
[null,"GEMM11","F","Summer Customer Count",328,30,17,0,69,null,"Winter Customer Count",6182,137,223,2,1]
[null,"GEMM12","F","Summer Customer Count",420,36,48,1,98,null,"Winter Customer Count",2845,79,177,2,1]
[null,"GEMM13","F","Summer Customer Count",826,62,70,1,80,null,"Winter Customer Count",3337,58,46,0,0]
[null,"GEMM14","F","Summer Customer Count",250,15,5,0,62,null,"Winter Customer Count",6406,197,390,2,2]
[null,"GEMM T-061","T","Summer Customer Count",1154,92,87,1,149,null,"Winter Customer Count",2715,87,202,0,0]
[null,"GEMM T-062","T","Summer Customer Count",670,51,53,1,160,null,"Winter Customer Count",3691,110,188,2,2]
[null,"GFRY11","F","Summer Customer Count",0,0,0,0,0,null,"Winter Customer Count",0,0,0,0,0]
[null,"GFRY12","F","Summer Customer Count",63,10,2,0,9,null,"Winter Customer Count",0,0,0,0,0]
[null,"GFRY13","F","Summer Customer Count",300,43,42,0,19,null,"Winter Customer Count",0,0,0,0,0]
[null,"GFRY T-131","T","Summer Customer Count",363,53,44,0,28,null,"Winter Customer Count",0,0,0,0,0]
[null,"GGRU11","F","Summer Customer Count",770,110,110,1,55,null,"Winter Customer Count",0,0,0,0,0]
[null,"GGRU12","F","Summer Customer Count",583,39,47,0,50,null,"Winter Customer Count",0,0,0,0,0]
[null,"GGRU T-051","T","Summer Customer Count",770,110,110,1,55,null,"Winter Customer Count",0,0,0,0,0]
[null,"GGRU T-052","T","Summer Customer Count",583,39,47,0,50,null,"Winter Customer Count",0,0,0,0,0]
[null,"GNVY11","F","Summer Customer Count",4,0,3,1,13,null,"Winter Customer Count",0,0,0,0,0]
[null,"GNVY12","F","Summer Customer Count",5,0,4,0,8,null,"Winter Customer Count",4579,373,340,3,45]
[null,"GNVY13","F","Summer Customer Count",22,5,18,0,41,null,"Winter Customer Count",1198,143,154,1,1]
[null,"GNVY T-061","T","Summer Customer Count",31,5,25,1,62,null,"Winter Customer Count",595,85,82,1,0]
[null,"GOWN41","F","Summer Customer Count",25,63,229,6,5,null,"Winter Customer Count",2786,145,104,1,44]
[null,"GOWN42","F","Summer Customer Count",357,35,143,5,0,null,"Winter Customer Count",9590,212,200,3,102]
[null,"GOWN43","F","Summer Customer Count",124,14,98,5,0,null,"Winter Customer Count",2036,63,73,0,60]
[null,"GOWN44","F","Summer Customer Count",0,0,0,0,0,null,"Winter Customer Count",3795,69,64,3,35]
[null,"GOWNO43_","F","Summer Customer Count",124,14,98,5,0,null,"Winter Customer Count",3759,80,63,0,7]
[null,"GOWN T-131","T","Summer Customer Count",506,112,470,16,5,null,"Winter Customer Count",5151,97,102,2,96]
[null,"GOWN T-132","T","Summer Customer Count",124,14,98,5,0,null,"Winter Customer Count",624,48,57,2,93]
[null,"GRVE11","F","Summer Customer Count",405,27,49,0,0,null,"Winter Customer Count",4527,49,45,0,3]
[null,"GRVE12","F","Summer Customer Count",334,23,68,2,0,null,"Winter Customer Count",3433,347,609,6,0]
[null,"GRVE13","F","Summer Customer Count",0,0,0,1,0,null,"Winter Customer Count",1501,96,161,1,0]
[null,"GRVE14","F","Summer Customer Count",0,0,1,1,0,null,"Winter Customer Count",149,154,282,2,0]
[null,"GRVE15","F","Summer Customer Count",0,0,1,0,0,null,"Winter Customer Count",1540,45,73,1,0]
[null,"GRVE16","F","Summer Customer Count",901,22,47,1,0,null,"Winter Customer Count",243,52,93,2,0]
[null,"GRVE17","F","Summer Customer Count",53,2,6,3,0,null,"Winter Customer Count",4961,237,412,3,1]
[null,"GRVE18","F","Summer Customer Count",87,22,63,1,0,null,"Winter Customer Count",1456,125,222,0,0]
[null,"GRVE19","F","Summer Customer Count",0,0,0,1,0,null,"Winter Customer Count",2294,84,159,1,0]
[null,"GRVE21","F","Summer Customer Count",0,0,0,2,0,null,"Winter Customer Count",1211,28,31,2,1]
[null,"GRVE22","F","Summer Customer Count",54,14,71,1,0,null,"Winter Customer Count",0,0,0,0,0]
[null,"GRVE T-131","T","Summer Customer Count",988,44,111,3,0,null,"Winter Customer Count",0,0,0,0,0]
[null,"GRVE T-132","T","Summer Customer Count",387,25,75,7,0,null,"Winter Customer Count",98,17,12,0,5]
[null,"GRVE T-133","T","Summer Customer Count",459,41,120,3,0,null,"Winter Customer Count",98,17,12,0,5]
[null,"HALY11","F","Summer Customer Count",829,126,89,0,40,null,"Winter Customer Count",28,22,38,4,2]
[null,"HALY12","F","Summer Customer Count",498,14,10,2,0,null,"Winter Customer Count",28,22,38,4,2]
[null,"HALY13","F","Summer Customer Count",338,93,71,0,3,null,"Winter Customer Count",0,0,0,0,0]
[null,"HALY14","F","Summer Customer Count",1000,91,88,0,17,null,"Winter Customer Count",543,16,14,0,0]
[null,"HALY15","F","Summer Customer Count",854,27,16,0,9,null,"Winter Customer Count",543,16,14,0,0]
[null,"HALY T-131","T","Summer Customer Count",3519,351,274,2,69,null,"Winter Customer Count",0,0,0,0,0]
[null,"HAVN41","F","Summer Customer Count",54,5,6,0,20,null,"Winter Customer Count",0,0,0,0,0]
[null,"HAVN42","F","Summer Customer Count",51,22,21,0,60,null,"Winter Customer Count",0,0,0,0,0]
[null,"HAVN T-131","T","Summer Customer Count",105,27,27,0,80,null,"Winter Customer Count",0,0,0,0,0]
[null,"HBND32","F","Summer Customer Count",529,51,28,0,49,null,"Winter Customer Count",0,0,0,0,0]
[null,"HBND33","F","Summer Customer Count",45,7,12,0,1,null,"Winter Customer Count",0,0,0,0,0]
[null,"HBND41","F","Summer Customer Count",2049,137,121,0,25,null,"Winter Customer Count",423,102,72,0,260]
[null,"HBND42","F","Summer Customer Count",324,26,23,1,2,null,"Winter Customer Count",0,1,0,0,0]
[null,"HBND T-061","T","Summer Customer Count",574,58,40,0,50,null,"Winter Customer Count",423,101,72,0,260]
[null,"HBND T-062","T","Summer Customer Count",2373,163,144,1,27,null,"Winter Customer Count",4604,127,94,0,16]
[null,"HDLK11","F","Summer Customer Count",99,7,1,0,1,null,"Winter Customer Count",16,4,3,0,2]
[null,"HDLK T-061","T","Summer Customer Count",99,7,1,0,1,null,"Winter Customer Count",1041,39,28,0,0]
[null,"HDSP11","F","Summer Customer Count",1060,26,19,0,13,null,"Winter Customer Count",1475,37,20,0,0]
[null,"HDSP12","F","Summer Customer Count",1,2,18,1,0,null,"Winter Customer Count",2072,47,43,0,14]
[null,"HDSP T-131","T","Summer Customer Count",1061,28,37,1,13,null,"Winter Customer Count",0,0,0,0,0]
[null,"HFWY11","F","Summer Customer Count",508,74,18,0,27,null,"Winter Customer Count",0,0,0,0,0]
[null,"HFWY12","F","Summer Customer Count",324,57,15,0,19,null,"Winter Customer Count",0,0,0,0,0]
[null,"HFWY T-061","T","Summer Customer Count",832,131,33,0,46,null,"Winter Customer Count",5565,367,276,1,0]
[null,"HGSN11","F","Summer Customer Count",265,48,51,0,98,null,"Winter Customer Count",715,20,8,0,0]
[null,"HGSN12","F","Summer Customer Count",72,7,11,0,65,null,"Winter Customer Count",1737,29,29,0,0]
[null,"HGSN13","F","Summer Customer Count",740,61,64,0,119,null,"Winter Customer Count",1969,58,28,0,0]
[null,"HGSN T-051","T","Summer Customer Count",812,68,75,0,184,null,"Winter Customer Count",1144,260,211,1,0]
[null,"HGSN T-052","T","Summer Customer Count",265,48,51,0,98,null,"Winter Customer Count",5757,189,232,1,0]
[null,"HGTN11","F","Summer Customer Count",24,46,14,0,7,null,"Winter Customer Count",1714,89,150,0,0]
[null,"HGTN12","F","Summer Customer Count",169,21,12,0,2,null,"Winter Customer Count",1617,52,57,1,0]
[null,"HGTN T-061","T","Summer Customer Count",193,67,26,0,9,null,"Winter Customer Count",2426,48,25,0,0]
[null,"HILL11","F","Summer Customer Count",1,30,49,2,0,null,"Winter Customer Count",4102,194,266,4,3]
[null,"HILL12","F","Summer Customer Count",1956,74,81,0,5,null,"Winter Customer Count",1121,79,172,1,0]
[null,"HILL13","F","Summer Customer Count",1770,34,25,0,7,null,"Winter Customer Count",1320,90,67,2,3]
[null,"HILL14","F","Summer Customer Count",1449,27,30,1,14,null,"Winter Customer Count",1661,25,27,1,0]
[null,"HILL15","F","Summer Customer Count",786,32,92,0,1,null,"Winter Customer Count",0,0,0,0,0]
[null,"HILL16","F","Summer Customer Count",268,19,63,2,3,null,"Winter Customer Count",0,0,0,0,0]
[null,"HILL17","F","Summer Customer Count",0,0,0,0,0,null,"Winter Customer Count",0,0,0,0,0]
[null,"HILL T-131","T","Summer Customer Count",5176,165,185,3,26,null,"Winter Customer Count",0,0,0,0,0]
[null,"HILL T-132","T","Summer Customer Count",1054,51,155,2,4,null,"Winter Customer Count",4469,93,94,2,11]
[null,"HLND11","F","Summer Customer Count",512,9,3,0,0,null,"Winter Customer Count",1345,22,22,0,0]
[null,"HLND12","F","Summer Customer Count",281,15,15,0,0,null,"Winter Customer Count",845,10,10,0,0]
[null,"HLND13","F","Summer Customer Count",0,0,1,2,0,null,"Winter Customer Count",1235,35,32,2,0]
[null,"HLND14","F","Summer Customer Count",0,0,0,0,0,null,"Winter Customer Count",1044,26,30,0,11]
[null,"HLND T-131","T","Summer Customer Count",793,24,19,2,0,null,"Winter Customer Count",4304,86,92,0,5]
[null,"HMDL11","F","Summer Customer Count",927,69,100,1,145,null,"Winter Customer Count",1914,35,32,0,0]
[null,"HMDL12","F","Summer Customer Count",1095,109,65,0,211,null,"Winter Customer Count",1281,25,16,0,3]
[null,"HMDL13","F","Summer Customer Count",542,72,84,0,16,null,"Winter Customer Count",1109,26,44,0,2]
[null,"HMDL14","F","Summer Customer Count",692,48,42,0,129,null,"Winter Customer Count",6190,142,276,0,0]
[null,"HMDL T-061","T","Summer Customer Count",1234,120,126,0,145,null,"Winter Customer Count",1967,31,35,0,0]
[null,"HMDL T-062","T","Summer Customer Count",2022,178,165,1,356,null,"Winter Customer Count",1503,11,10,0,0]
[null,"HOLY11","F","Summer Customer Count",111,18,5,0,48,null,"Winter Customer Count",967,28,116,0,0]
[null,"HOLY12","F","Summer Customer Count",38,10,2,0,14,null,"Winter Customer Count",1753,72,115,0,0]
[null,"HOLY13","F","Summer Customer Count",103,18,8,0,40,null,"Winter Customer Count",6366,190,342,1,0]
[null,"HOLY14","F","Summer Customer Count",3,0,0,0,2,null,"Winter Customer Count",1489,81,127,0,0]
[null,"HOLY T-061","T","Summer Customer Count",255,46,15,0,104,null,"Winter Customer Count",1834,59,158,0,0]
[null,"HOPE11","F","Summer Customer Count",76,17,1,1,48,null,"Winter Customer Count",1602,22,37,0,0]
[null,"HOPE T-061","T","Summer Customer Count",76,17,1,1,48,null,"Winter Customer Count",1441,28,20,1,0]
[null,"HPKD11","F","Summer Customer Count",0,0,1,5,0,null,"Winter Customer Count",3639,242,443,4,0]
[null,"HPKD12","F","Summer Customer Count",0,0,1,6,0,null,"Winter Customer Count",1336,63,107,0,0]
[null,"HPKD T-131","T","Summer Customer Count",0,0,2,11,0,null,"Winter Customer Count",1005,32,69,0,0]
[null,"HPVY11","F","Summer Customer Count",1335,16,37,1,0,null,"Winter Customer Count",1012,18,21,1,0]
[null,"HPVY12","F","Summer Customer Count",422,20,11,0,38,null,"Winter Customer Count",286,129,246,3,0]
[null,"HPVY13","F","Summer Customer Count",1430,21,16,0,6,null,"Winter Customer Count",2320,146,265,4,0]
[null,"HPVY14","F","Summer Customer Count",321,19,18,1,0,null,"Winter Customer Count",662,43,124,2,0]
[null,"HPVY15","F","Summer Customer Count",0,0,0,0,0,null,"Winter Customer Count",0,0,0,1,0]
[null,"HPVY T-131","T","Summer Customer Count",3508,76,82,2,44,null,"Winter Customer Count",1658,103,141,1,0]
[null,"HRPR11","F","Summer Customer Count",58,16,4,0,28,null,"Winter Customer Count",0,0,0,0,0]
[null,"HRPR12","F","Summer Customer Count",93,26,2,0,52,null,"Winter Customer Count",4106,510,404,4,0]
[null,"HRPR T-061","T","Summer Customer Count",151,42,6,0,80,null,"Winter Customer Count",1978,257,136,1,0]
[null,"HSDL11","F","Summer Customer Count",702,8,3,0,0,null,"Winter Customer Count",464,33,146,1,0]
[null,"HSDL12","F","Summer Customer Count",1383,21,27,0,19,null,"Winter Customer Count",1589,220,115,1,0]
[null,"HSDL13","F","Summer Customer Count",1169,11,13,0,0,null,"Winter Customer Count",75,0,7,1,0]
[null,"HSDL14","F","Summer Customer Count",1911,18,32,0,2,null,"Winter Customer Count",4340,249,445,1,0]
[null,"HSDL15","F","Summer Customer Count",0,0,0,0,0,null,"Winter Customer Count",1582,105,145,0,0]
[null,"HSDL16","F","Summer Customer Count",0,0,0,0,0,null,"Winter Customer Count",1770,98,133,0,0]
[null,"HSDL17","F","Summer Customer Count",0,0,0,0,0,null,"Winter Customer Count",988,46,167,1,0]
[null,"HSDL T-131","T","Summer Customer Count",5165,58,75,0,21,null,"Winter Customer Count",1596,135,353,2,0]
[null,"HSDL T-132","T","Summer Customer Count",0,0,0,0,0,null,"Winter Customer Count",0,4,100,0,0]
[null,"HSTN11","F","Summer Customer Count",649,40,35,2,111,null,"Winter Customer Count",218,61,160,1,0]
[null,"HSTN12","F","Summer Customer Count",113,13,9,0,41,null,"Winter Customer Count",1378,70,93,1,0]
[null,"HSTN13","F","Summer Customer Count",235,18,29,0,51,null,"Winter Customer Count",1383,110,88,1,146]
[null,"HSTN T-061","T","Summer Customer Count",997,71,73,2,203,null,"Winter Customer Count",1383,110,88,1,146]
[null,"HTHL11","F","Summer Customer Count",36,3,2,0,0,null,"Winter Customer Count",1130,76,77,1,121]
[null,"HTHL T-061","T","Summer Customer Count",36,3,2,0,0,null,"Winter Customer Count",1019,52,21,0,112]
[null,"HULN11","F","Summer Customer Count",1,1,3,0,12,null,"Winter Customer Count",111,24,56,1,9]
[null,"HULN12","F","Summer Customer Count",11,12,11,0,17,null,"Winter Customer Count",5186,183,336,0,0]
[null,"HULN13","F","Summer Customer Count",183,39,43,0,82,null,"Winter Customer Count",1096,53,84,0,0]
[null,"HULN T-051","T","Summer Customer Count",195,52,57,0,111,null,"Winter Customer Count",1467,27,42,0,0]
[null,"HYDA41","F","Summer Customer Count",457,90,148,0,214,null,"Winter Customer Count",1537,47,117,0,0]
[null,"HYDA42","F","Summer Customer Count",1154,63,81,0,159,null,"Winter Customer Count",1086,56,93,0,0]
[null,"HYDA43","F","Summer Customer Count",704,74,149,5,175,null,"Winter Customer Count",3265,268,432,5,0]
[null,"HYDA44","F","Summer Customer Count",5,1,1,1,0,null,"Winter Customer Count",780,43,59,0,0]
[null,"HYDA T-131","T","Summer Customer Count",1858,137,230,5,334,null,"Winter Customer Count",997,62,80,1,0]
[null,"HYDA T-132","T","Summer Customer Count",462,91,149,1,214,null,"Winter Customer Count",318,63,109,3,0]
[null,"ILND11","F","Summer Customer Count",46,12,17,0,58,null,"Winter Customer Count",1170,100,184,1,0]
[null,"ILND12","F","Summer Customer Count",22,8,17,0,64,null,"Winter Customer Count",0,0,0,1,0]
[null,"ILND13","F","Summer Customer Count",9,3,9,0,25,null,"Winter Customer Count",0,0,0,1,0]
[null,"ILND T-061","T","Summer Customer Count",77,23,43,0,147,null,"Winter Customer Count",154,26,85,0,142]
[null,"JBDG11","F","Summer Customer Count",0,0,0,0,0,null,"Winter Customer Count",64,11,32,0,63]
[null,"JBDG T-061","T","Summer Customer Count",0,0,0,0,0,null,"Winter Customer Count",90,15,53,0,79]
[null,"JKSN41","F","Summer Customer Count",25,4,18,0,20,null,"Winter Customer Count",2543,214,209,5,80]
[null,"JKSN T-0PA","T","Summer Customer Count",25,4,18,0,20,null,"Winter Customer Count",264,10,13,0,62]
[null,"JMSN11","F","Summer Customer Count",186,66,9,0,118,null,"Winter Customer Count",1598,57,39,1,15]
[null,"JMSN12","F","Summer Customer Count",85,37,1,0,103,null,"Winter Customer Count",607,126,129,1,2]
[null,"JMSN T-061","T","Summer Customer Count",271,103,10,0,221,null,"Winter Customer Count",74,21,28,3,1]
[null,"JNCN41","F","Summer Customer Count",40,9,18,0,78,null,"Winter Customer Count",3571,346,377,1,160]
[null,"JNCN42","F","Summer Customer Count",21,9,19,0,45,null,"Winter Customer Count",679,141,211,1,0]
[null,"JNCN43","F","Summer Customer Count",45,10,16,0,111,null,"Winter Customer Count",1169,76,80,0,39]
[null,"JNCN45","F","Summer Customer Count",20,10,18,0,70,null,"Winter Customer Count",1723,129,86,0,121]
[null,"JNCN T-131","T","Summer Customer Count",85,19,34,0,189,null,"Winter Customer Count",21,4,9,0,51]
[null,"JNCN T-132","T","Summer Customer Count",41,19,37,0,115,null,"Winter Customer Count",14,1,4,0,26]
[null,"JNGH11","F","Summer Customer Count",0,0,0,0,1,null,"Winter Customer Count",7,3,5,0,25]
[null,"JNGH T-061","T","Summer Customer Count",0,0,0,0,1,null,"Winter Customer Count",23,8,2,0,61]
[null,"JNTA11","F","Summer Customer Count",33,13,4,0,1,null,"Winter Customer Count",7,2,1,0,24]
[null,"JNTA12","F","Summer Customer Count",38,12,1,0,1,null,"Winter Customer Count",16,6,1,0,37]
[null,"JNTA T-061","T","Summer Customer Count",71,25,5,0,2,null,"Winter Customer Count",85,25,39,0,81]
[null,"JNVY11","F","Summer Customer Count",56,12,5,0,4,null,"Winter Customer Count",6,4,13,0,14]
[null,"JNVY12","F","Summer Customer Count",92,17,3,0,12,null,"Winter Customer Count",10,4,13,0,26]
[null,"JNVY31","F","Summer Customer Count",211,51,7,0,56,null,"Winter Customer Count",69,17,13,0,41]
[null,"JNVY T-061","T","Summer Customer Count",211,51,7,0,56,null,"Winter Customer Count",0,0,0,0,0]
[null,"JNVY T-062","T","Summer Customer Count",148,29,8,0,16,null,"Winter Customer Count",0,0,0,0,0]
[null,"JPLN11","F","Summer Customer Count",773,49,103,1,3,null,"Winter Customer Count",0,0,0,0,0]
[null,"JPLN12","F","Summer Customer Count",987,12,24,2,0,null,"Winter Customer Count",0,0,0,0,0]
[null,"JPLN13","F","Summer Customer Count",1190,38,22,0,0,null,"Winter Customer Count",0,0,0,0,0]
[null,"JPLN14","F","Summer Customer Count",0,0,0,0,0,null,"Winter Customer Count",0,0,0,0,0]
[null,"JPLN41","F","Summer Customer Count",1183,30,150,0,0,null,"Winter Customer Count",2252,65,185,6,1]
[null,"JPLN42","F","Summer Customer Count",2423,50,78,1,1,null,"Winter Customer Count",1665,32,48,2,1]
[null,"JPLN T-131","T","Summer Customer Count",2950,99,149,3,3,null,"Winter Customer Count",64,19,82,3,0]
[null,"JPLN T-132","T","Summer Customer Count",3606,80,228,1,1,null,"Winter Customer Count",523,14,55,1,0]
[null,"JROM11","F","Summer Customer Count",161,20,15,2,7,null,"Winter Customer Count",1349,166,196,0,57]
[null,"JROM12","F","Summer Customer Count",1364,33,28,0,31,null,"Winter Customer Count",418,63,74,0,56]
[null,"JROM13","F","Summer Customer Count",430,47,87,3,3,null,"Winter Customer Count",931,103,122,0,1]
[null,"JROM14","F","Summer Customer Count",594,30,46,0,1,null,"Winter Customer Count",991,170,110,0,151]
[null,"JROM15","F","Summer Customer Count",0,1,11,2,2,null,"Winter Customer Count",462,119,74,0,125]
[null,"JROM16","F","Summer Customer Count",148,23,43,3,1,null,"Winter Customer Count",63,18,21,0,25]
[null,"JROM T-131","T","Summer Customer Count",1958,64,85,2,34,null,"Winter Customer Count",466,33,15,0,1]
[null,"JROM T-132","T","Summer Customer Count",739,90,145,8,11,null,"Winter Customer Count",556,42,78,1,66]
[null,"KBLY11","F","Summer Customer Count",32,4,4,0,8,null,"Winter Customer Count",237,6,9,0,29]
[null,"KBLY12","F","Summer Customer Count",1064,52,60,0,23,null,"Winter Customer Count",319,36,69,1,37]
[null,"KBLY13","F","Summer Customer Count",0,0,0,1,0,null,"Winter Customer Count",119,31,34,0,77]
[null,"KBLY14","F","Summer Customer Count",0,1,0,1,0,null,"Winter Customer Count",57,6,5,0,20]
[null,"KBLY T-131","T","Summer Customer Count",1096,57,64,2,31,null,"Winter Customer Count",62,25,29,0,57]
[null,"KCHM11","F","Summer Customer Count",430,46,58,0,0,null,"Winter Customer Count",944,13,13,2,0]
[null,"KCHM12","F","Summer Customer Count",458,46,47,0,0,null,"Winter Customer Count",944,13,11,0,0]
[null,"KCHM13","F","Summer Customer Count",710,83,102,0,0,null,"Winter Customer Count",0,0,1,0,0]
[null,"KCHM14","F","Summer Customer Count",158,4,26,1,1,null,"Winter Customer Count",0,0,1,0,0]
[null,"KCHM15","F","Summer Customer Count",260,6,11,0,0,null,"Winter Customer Count",0,0,0,2,0]
[null,"KCHM16","F","Summer Customer Count",173,38,37,0,0,null,"Winter Customer Count",215,55,66,0,113]
[null,"KCHM17","F","Summer Customer Count",0,1,1,1,0,null,"Winter Customer Count",1,1,3,0,12]
[null,"KCHM18","F","Summer Customer Count",662,14,10,0,0,null,"Winter Customer Count",11,14,13,0,17]
[null,"KCHM T-131","T","Summer Customer Count",1278,65,84,2,1,null,"Winter Customer Count",203,40,50,0,84]
[null,"KCHM T-132","T","Summer Customer Count",1573,173,208,0,0,null,"Winter Customer Count",923,104,126,0,326]
[null,"KNYN11","F","Summer Customer Count",15,3,7,0,42,null,"Winter Customer Count",206,26,30,0,185]
[null,"KNYN12","F","Summer Customer Count",12,7,5,0,12,null,"Winter Customer Count",717,78,96,0,141]
[null,"KNYN13","F","Summer Customer Count",31,7,12,0,42,null,"Winter Customer Count",164,28,53,2,116]
[null,"KNYN14","F","Summer Customer Count",12,6,2,0,32,null,"Winter Customer Count",124,20,36,2,56]
[null,"KNYN T-061","T","Summer Customer Count",27,10,12,0,54,null,"Winter Customer Count",40,8,17,0,60]
[null,"KNYN T-062","T","Summer Customer Count",43,13,14,0,74,null,"Winter Customer Count",0,0,4,1,2]
[null,"KRCH11","F","Summer Customer Count",0,0,0,1,0,null,"Winter Customer Count",0,0,0,1,0]
[null,"KRCH12","F","Summer Customer Count",0,0,0,1,0,null,"Winter Customer Count",0,0,4,0,2]
[null,"KRCH13","F","Summer Customer Count",0,0,0,1,0,null,"Winter Customer Count",33,11,4,0,23]
[null,"KRCH T-131","T","Summer Customer Count",0,0,0,3,0,null,"Winter Customer Count",25,9,2,0,16]
[null,"KRMR41","F","Summer Customer Count",203,26,31,0,188,null,"Winter Customer Count",8,2,2,0,7]
[null,"KRMR42","F","Summer Customer Count",568,47,68,0,139,null,"Winter Customer Count",371,62,39,0,106]
[null,"KRMR43","F","Summer Customer Count",89,17,25,2,53,null,"Winter Customer Count",128,21,5,0,25]
[null,"KRMR44","F","Summer Customer Count",40,8,16,0,61,null,"Winter Customer Count",243,41,34,0,81]
[null,"KRMR T-131","T","Summer Customer Count",771,73,99,0,327,null,"Winter Customer Count",119,9,10,0,56]
[null,"KRMR T-132","T","Summer Customer Count",129,25,41,2,114,null,"Winter Customer Count",113,7,7,0,41]
[null,"KUNA11","F","Summer Customer Count",310,27,40,0,60,null,"Winter Customer Count",6,2,3,0,15]
[null,"KUNA12","F","Summer Customer Count",2076,43,57,0,2,null,"Winter Customer Count",172,19,10,0,56]
[null,"KUNA13","F","Summer Customer Count",1060,25,21,0,21,null,"Winter Customer Count",172,19,10,0,56]
[null,"KUNA14","F","Summer Customer Count",1087,22,38,0,2,null,"Winter Customer Count",4,5,9,0,21]
[null,"KUNA15","F","Summer Customer Count",0,0,0,0,0,null,"Winter Customer Count",4,5,9,0,21]
[null,"KUNA16","F","Summer Customer Count",0,0,0,0,0,null,"Winter Customer Count",859,82,71,0,362]
[null,"KUNA T-131","T","Summer Customer Count",4533,117,156,0,85,null,"Winter Customer Count",625,46,46,0,211]
[null,"KUNA T-132","T","Summer Customer Count",0,0,0,0,0,null,"Winter Customer Count",234,36,25,0,151]
[null,"LAKE11","F","Summer Customer Count",103,16,15,0,110,null,"Winter Customer Count",191,26,32,2,95]
[null,"LAKE12","F","Summer Customer Count",20,6,16,0,47,null,"Winter Customer Count",191,26,32,2,95]
[null,"LAKE T-061","T","Summer Customer Count",123,22,31,0,157,null,"Winter Customer Count",2310,231,123,2,56]
[null,"LAMB11","F","Summer Customer Count",0,0,0,1,0,null,"Winter Customer Count",974,67,39,1,17]
[null,"LAMB12","F","Summer Customer Count",0,0,4,0,2,null,"Winter Customer Count",1336,164,84,1,39]
[null,"LAMB T-131","T","Summer Customer Count",0,0,4,1,2,null,"Winter Customer Count",3090,129,130,0,4]
[null,"LAVA11","F","Summer Customer Count",25,8,7,0,16,null,"Winter Customer Count",839,81,94,0,2]
[null,"LAVA12","F","Summer Customer Count",8,3,3,0,5,null,"Winter Customer Count",721,9,9,0,0]
[null,"LAVA T-051","T","Summer Customer Count",33,11,10,0,21,null,"Winter Customer Count",1530,39,27,0,2]
[null,"LCNS11","F","Summer Customer Count",316,55,35,0,114,null,"Winter Customer Count",1770,209,309,0,2]
[null,"LCNS12","F","Summer Customer Count",4,1,1,1,1,null,"Winter Customer Count",697,61,92,0,0]
[null,"LCNS T-131","T","Summer Customer Count",320,56,36,1,115,null,"Winter Customer Count",933,25,19,0,2]
[null,"LCST41","F","Summer Customer Count",2886,76,125,1,0,null,"Winter Customer Count",140,123,198,0,0]
[null,"LCST42","F","Summer Customer Count",971,27,23,0,0,null,"Winter Customer Count",110,28,76,0,148]
[null,"LCST43","F","Summer Customer Count",2544,53,116,2,1,null,"Winter Customer Count",32,3,36,0,61]
[null,"LCST44","F","Summer Customer Count",2972,59,43,0,0,null,"Winter Customer Count",78,25,40,0,87]
[null,"LCST45","F","Summer Customer Count",2138,50,94,0,0,null,"Winter Customer Count",37,17,35,0,117]
[null,"LCST46","F","Summer Customer Count",2786,81,140,2,1,null,"Winter Customer Count",25,5,19,0,70]
[null,"LCST T-131","T","Summer Customer Count",3857,103,148,1,0,null,"Winter Customer Count",12,12,16,0,47]
[null,"LCST T-132","T","Summer Customer Count",5516,112,159,2,1,null,"Winter Customer Count",189,34,49,0,140]
[null,"LCST T-133","T","Summer Customer Count",4924,131,234,2,1,null,"Winter Customer Count",69,14,11,0,73]
[null,"LIME11","F","Summer Customer Count",73,27,4,0,1,null,"Winter Customer Count",105,15,35,0,43]
[null,"LIME T-061","T","Summer Customer Count",73,27,4,0,1,null,"Winter Customer Count",15,5,3,0,24]
[null,"LKFK41","F","Summer Customer Count",1072,51,22,2,8,null,"Winter Customer Count",24,3,3,0,28]
[null,"LKFK42","F","Summer Customer Count",1481,99,66,1,25,null,"Winter Customer Count",24,3,3,0,28]
[null,"LKFK T-131","T","Summer Customer Count",2553,150,88,3,33,null,"Winter Customer Count",57,6,3,0,12]
[null,"LMHI41","F","Summer Customer Count",123,21,6,0,28,null,"Winter Customer Count",3,0,0,0,11]
[null,"LMHI42","F","Summer Customer Count",204,36,31,0,75,null,"Winter Customer Count",54,6,3,0,1]
[null,"LMHI T-061","T","Summer Customer Count",327,57,37,0,103,null,"Winter Customer Count",1737,220,156,0,74]
[null,"LNDN11","F","Summer Customer Count",48,3,5,1,0,null,"Winter Customer Count",765,69,40,0,27]
[null,"LNDN12","F","Summer Customer Count",371,44,64,2,0,null,"Winter Customer Count",972,151,116,0,47]
[null,"LNDN13","F","Summer Customer Count",1481,30,42,1,2,null,"Winter Customer Count",2277,233,231,0,36]
[null,"LNDN14","F","Summer Customer Count",1074,90,156,1,1,null,"Winter Customer Count",553,63,51,0,30]
[null,"LNDN15","F","Summer Customer Count",59,0,1,0,0,null,"Winter Customer Count",670,113,119,0,6]
[null,"LNDN17","F","Summer Customer Count",707,12,9,1,6,null,"Winter Customer Count",1054,57,61,0,0]
[null,"LNDN18","F","Summer Customer Count",24,18,20,1,0,null,"Winter Customer Count",3240,232,196,3,20]
[null,"LNDN T-131","T","Summer Customer Count",1469,152,240,4,1,null,"Winter Customer Count",1944,175,124,0,14]
[null,"LNDN T-132","T","Summer Customer Count",2295,45,57,3,8,null,"Winter Customer Count",1296,57,72,3,6]
[null,"LNSG11","F","Summer Customer Count",621,19,21,0,11,null,"Winter Customer Count",1993,151,138,5,88]
[null,"LNSG12","F","Summer Customer Count",530,30,27,0,7,null,"Winter Customer Count",548,83,77,3,78]
[null,"LNSG13","F","Summer Customer Count",1495,47,64,0,4,null,"Winter Customer Count",1445,68,61,2,10]
[null,"LNSG14","F","Summer Customer Count",1045,30,28,0,63,null,"Winter Customer Count",8,0,0,0,12]
[null,"LNSG15","F","Summer Customer Count",0,0,0,0,0,null,"Winter Customer Count",8,0,0,0,12]
[null,"LNSG16","F","Summer Customer Count",0,0,0,0,0,null,"Winter Customer Count",56,14,5,0,51]
[null,"LNSG T-131","T","Summer Customer Count",3691,126,140,0,85,null,"Winter Customer Count",56,14,5,0,51]
[null,"MCAL11","F","Summer Customer Count",909,28,21,0,0,null,"Winter Customer Count",5,0,1,0,13]
[null,"MCAL12","F","Summer Customer Count",169,44,92,1,0,null,"Winter Customer Count",5,0,1,0,13]
[null,"MCAL41","F","Summer Customer Count",1481,106,105,0,1,null,"Winter Customer Count",2369,99,110,3,1]
[null,"MCAL42","F","Summer Customer Count",592,71,70,1,8,null,"Winter Customer Count",0,0,0,1,0]
[null,"MCAL T-131","T","Summer Customer Count",1078,72,113,1,0,null,"Winter Customer Count",1656,85,85,0,1]
[null,"MCAL T-133","T","Summer Customer Count",2073,177,175,1,9,null,"Winter Customer Count",0,0,0,0,0]
[null,"MDRS11","F","Summer Customer Count",214,10,18,0,4,null,"Winter Customer Count",713,14,25,2,0]
[null,"MDRS12","F","Summer Customer Count",1760,21,25,0,1,null,"Winter Customer Count",1806,76,93,3,2]
[null,"MDRS13","F","Summer Customer Count",1359,25,22,0,9,null,"Winter Customer Count",881,23,68,3,2]
[null,"MDRS14","F","Summer Customer Count",1655,30,21,0,10,null,"Winter Customer Count",925,53,25,0,0]
[null,"MDRS15","F","Summer Customer Count",0,0,0,0,0,null,"Winter Customer Count",0,0,0,1,0]
[null,"MDRS16","F","Summer Customer Count",0,0,0,0,0,null,"Winter Customer Count",0,0,0,1,0]
[null,"MDRS17","F","Summer Customer Count",0,0,0,0,0,null,"Winter Customer Count",195,21,10,0,31]
[null,"MDRS T-131","T","Summer Customer Count",4988,86,86,0,24,null,"Winter Customer Count",195,21,10,0,31]
[null,"MDRT11","F","Summer Customer Count",0,0,0,0,0,null,"Winter Customer Count",1246,75,63,0,135]
[null,"MDRT12","F","Summer Customer Count",0,0,0,0,0,null,"Winter Customer Count",406,14,13,0,74]
[null,"MDRT13","F","Summer Customer Count",0,0,0,0,0,null,"Winter Customer Count",840,61,50,0,61]
[null,"MDRT14","F","Summer Customer Count",0,0,0,0,0,null,"Winter Customer Count",282,49,51,0,99]
[null,"MDRT T-131","T","Summer Customer Count",0,0,0,0,0,null,"Winter Customer Count",282,49,51,0,99]
[null,"MDVA11","F","Summer Customer Count",284,54,18,0,56,null,"Winter Customer Count",214,24,31,1,185]
[null,"MDVA T-061","T","Summer Customer Count",284,54,18,0,56,null,"Winter Customer Count",17,1,4,0,37]
[null,"MHAB11","F","Summer Customer Count",0,0,0,0,0,null,"Winter Customer Count",33,4,16,1,54]
[null,"MHAB12","F","Summer Customer Count",0,0,0,0,0,null,"Winter Customer Count",149,16,8,0,73]
[null,"MHAB13","F","Summer Customer Count",0,0,0,0,0,null,"Winter Customer Count",15,3,3,0,21]
[null,"MHAB T-131","T","Summer Customer Count",0,0,0,0,0,null,"Winter Customer Count",58,12,50,0,160]
[null,"MLBA11","F","Summer Customer Count",259,25,36,1,25,null,"Winter Customer Count",42,10,32,0,106]
[null,"MLBA12","F","Summer Customer Count",434,53,25,0,153,null,"Winter Customer Count",16,2,18,0,54]
[null,"MLBA T-061","T","Summer Customer Count",693,78,61,1,178,null,"Winter Customer Count",0,0,0,0,0]
[null,"MLNR41","F","Summer Customer Count",68,17,14,0,70,null,"Winter Customer Count",0,0,0,0,0]
[null,"MLNR42","F","Summer Customer Count",212,34,46,0,168,null,"Winter Customer Count",15,9,11,0,17]
[null,"MLNR43","F","Summer Customer Count",83,19,28,1,100,null,"Winter Customer Count",0,0,0,0,0]
[null,"MLNR T-132","T","Summer Customer Count",280,51,60,0,238,null,"Winter Customer Count",15,9,11,0,17]
[null,"MLNR T-133","T","Summer Customer Count",83,19,28,1,100,null,"Winter Customer Count",272,32,40,0,205]
[null,"MNHM11","F","Summer Customer Count",645,73,53,1,1,null,"Winter Customer Count",272,32,40,0,205]
[null,"MNHM12","F","Summer Customer Count",491,62,58,1,0,null,"Winter Customer Count",332,44,55,0,175]
[null,"MNHM13","F","Summer Customer Count",726,33,18,1,9,null,"Winter Customer Count",332,44,55,0,175]
[null,"MNHM T-061","T","Summer Customer Count",1862,168,129,3,10,null,"Winter Customer Count",0,0,0,1,0]
[null,"MOON41","F","Summer Customer Count",598,89,53,0,48,null,"Winter Customer Count",0,0,0,0,0]
[null,"MOON42","F","Summer Customer Count",520,86,86,0,139,null,"Winter Customer Count",0,0,0,1,0]
[null,"MOON T-131","T","Summer Customer Count",1118,175,139,0,187,null,"Winter Customer Count",0,1,3,5,1]
[null,"MORA41","F","Summer Customer Count",1839,57,61,0,58,null,"Winter Customer Count",0,0,0,2,0]
[null,"MORA42","F","Summer Customer Count",533,39,51,2,92,null,"Winter Customer Count",0,1,3,3,1]
[null,"MORA43","F","Summer Customer Count",3203,60,60,3,35,null,"Winter Customer Count",330,24,24,0,143]
[null,"MORA44","F","Summer Customer Count",3796,37,50,0,3,null,"Winter Customer Count",0,0,0,0,1]
[null,"MORA45","F","Summer Customer Count",3654,73,60,0,7,null,"Winter Customer Count",330,24,24,0,142]
[null,"MORA T-131","T","Summer Customer Count",8696,190,181,3,100,null,"Winter Customer Count",1626,202,293,3,557]
[null,"MORA T-132","T","Summer Customer Count",4329,76,101,2,95,null,"Winter Customer Count",308,50,87,0,159]
[null,"MPRK11","F","Summer Customer Count",211,39,21,0,80,null,"Winter Customer Count",141,25,32,0,99]
[null,"MPRK12","F","Summer Customer Count",0,0,1,0,1,null,"Winter Customer Count",360,58,47,1,63]
[null,"MPRK T-061","T","Summer Customer Count",211,39,22,0,81,null,"Winter Customer Count",817,69,127,2,236]
[null,"MRBT41","F","Summer Customer Count",0,6,3,1,20,null,"Winter Customer Count",731,62,44,0,35]
[null,"MRBT42","F","Summer Customer Count",1,1,0,0,5,null,"Winter Customer Count",731,62,44,0,35]
[null,"MRBT T-061","T","Summer Customer Count",1,7,3,1,25,null,"Winter Customer Count",244,34,37,0,135]
[null,"MRDN11","F","Summer Customer Count",881,67,123,0,0,null,"Winter Customer Count",209,27,23,0,88]
[null,"MRDN12","F","Summer Customer Count",1659,51,84,1,0,null,"Winter Customer Count",35,7,14,0,47]
[null,"MRDN13","F","Summer Customer Count",1294,63,115,1,0,null,"Winter Customer Count",228,34,69,0,217]
[null,"MRDN14","F","Summer Customer Count",121,90,188,2,0,null,"Winter Customer Count",116,10,15,0,96]
[null,"MRDN15","F","Summer Customer Count",1086,20,23,2,1,null,"Winter Customer Count",112,24,54,0,121]
[null,"MRDN16","F","Summer Customer Count",1038,24,63,1,0,null,"Winter Customer Count",209,20,24,0,192]
[null,"MRDN17","F","Summer Customer Count",117,22,47,2,0,null,"Winter Customer Count",101,5,12,0,77]
[null,"MRDN T-131","T","Summer Customer Count",2570,199,413,6,0,null,"Winter Customer Count",108,15,12,0,115]
[null,"MRDN T-132","T","Summer Customer Count",3626,138,230,3,1,null,"Winter Customer Count",2254,265,245,1,698]
[null,"MRLD41","F","Summer Customer Count",107,5,5,0,40,null,"Winter Customer Count",494,73,58,0,239]
[null,"MRLD42","F","Summer Customer Count",5,2,3,0,15,null,"Winter Customer Count",1231,122,108,0,303]
[null,"MRLD43","F","Summer Customer Count",163,15,8,0,51,null,"Winter Customer Count",529,70,79,1,156]
[null,"MRLD T-051","T","Summer Customer Count",112,7,8,0,55,null,"Winter Customer Count",1070,43,48,0,0]
[null,"MRLD T-052","T","Summer Customer Count",163,15,8,0,51,null,"Winter Customer Count",1070,43,48,0,0]
[null,"MRPL01","F","Summer Customer Count",0,0,0,1,0,null,"Winter Customer Count",1319,68,60,2,0]
[null,"MRPL T-051","T","Summer Customer Count",0,0,0,1,0,null,"Winter Customer Count",1319,68,60,2,0]
[null,"MSPE11","F","Summer Customer Count",4,4,9,0,20,null,"Winter Customer Count",4742,283,271,4,31]
[null,"MSPE T-051","T","Summer Customer Count",4,4,9,0,20,null,"Winter Customer Count",2017,98,87,0,6]
[null,"MTCY41","F","Summer Customer Count",0,0,0,0,0,null,"Winter Customer Count",61,17,19,3,2]
[null,"MTCY T-061","T","Summer Customer Count",0,0,0,0,0,null,"Winter Customer Count",1983,107,70,1,23]
[null,"NHBT11","F","Summer Customer Count",36,7,16,1,56,null,"Winter Customer Count",681,61,95,0,0]
[null,"NHBT12","F","Summer Customer Count",43,4,21,0,48,null,"Winter Customer Count",3451,360,452,4,127]
[null,"NHBT T-131","T","Summer Customer Count",79,11,37,1,104,null,"Winter Customer Count",8,17,22,1,0]
[null,"NMPA11","F","Summer Customer Count",135,12,21,0,0,null,"Winter Customer Count",1021,117,192,0,0]
[null,"NMPA12","F","Summer Customer Count",0,0,0,0,0,null,"Winter Customer Count",1762,120,105,1,3]
[null,"NMPA14","F","Summer Customer Count",786,90,126,1,3,null,"Winter Customer Count",660,106,133,2,124]
[null,"NMPA15","F","Summer Customer Count",694,35,61,1,0,null,"Winter Customer Count",61,15,39,0,54]
[null,"NMPA16","F","Summer Customer Count",128,6,11,0,0,null,"Winter Customer Count",61,15,39,0,54]
[null,"NMPA17","F","Summer Customer Count",155,34,80,0,0,null,"Winter Customer Count",19,8,2,0,29]
[null,"NMPA18","F","Summer Customer Count",0,1,0,1,0,null,"Winter Customer Count",19,8,2,0,29]
[null,"NMPA19","F","Summer Customer Count",1072,42,100,1,2,null,"Winter Customer Count",2087,151,146,0,270]
[null,"NMPA20","F","Summer Customer Count",900,45,63,3,17,null,"Winter Customer Count",641,66,72,0,4]
[null,"NMPA21","F","Summer Customer Count",75,26,25,1,1,null,"Winter Customer Count",383,32,23,0,84]
[null,"NMPA22","F","Summer Customer Count",851,30,69,1,1,null,"Winter Customer Count",1063,53,51,0,182]
[null,"NMPA T-132","T","Summer Customer Count",1722,87,135,5,17,null,"Winter Customer Count",19,24,33,0,2]
[null,"NMPA T-133","T","Summer Customer Count",2153,132,274,3,4,null,"Winter Customer Count",19,24,33,0,2]
[null,"NMPA T-134","T","Summer Customer Count",921,102,147,1,3,null,"Winter Customer Count",0,0,0,0,0]
[null,"NTVW11","F","Summer Customer Count",558,42,85,1,49,null,"Winter Customer Count",1035,137,149,1,56]
[null,"NTVW12","F","Summer Customer Count",49,2,11,1,0,null,"Winter Customer Count",1035,137,149,1,56]
[null,"NTVW13","F","Summer Customer Count",1012,59,39,2,67,null,"Winter Customer Count",816,42,48,0,52]
[null,"NTVW14","F","Summer Customer Count",686,73,83,1,147,null,"Winter Customer Count",816,42,48,0,52]
[null,"NTVW T-131","T","Summer Customer Count",2305,176,218,5,263,null,"Winter Customer Count",39,9,24,1,65]
[null,"NWMS41","F","Summer Customer Count",568,38,40,0,1,null,"Winter Customer Count",10,2,3,1,14]
[null,"NWMS42","F","Summer Customer Count",910,82,65,0,10,null,"Winter Customer Count",5,0,4,0,8]
[null,"NWMS T-131","T","Summer Customer Count",1478,120,105,0,11,null,"Winter Customer Count",24,7,17,0,43]
[null,"NWPM11","F","Summer Customer Count",545,50,47,0,108,null,"Winter Customer Count",6453,793,561,2,81]
[null,"NWPM12","F","Summer Customer Count",898,53,24,1,116,null,"Winter Customer Count",2157,286,187,0,48]
[null,"NWPM13","F","Summer Customer Count",314,38,29,0,0,null,"Winter Customer Count",1352,27,19,2,1]
[null,"NWPM T-061","T","Summer Customer Count",1757,141,100,1,224,null,"Winter Customer Count",498,312,196,0,4]
[null,"NYSA11","F","Summer Customer Count",294,59,31,1,2,null,"Winter Customer Count",1395,129,128,0,18]
[null,"NYSA12","F","Summer Customer Count",187,20,4,1,42,null,"Winter Customer Count",1051,39,31,0,10]
[null,"NYSA13","F","Summer Customer Count",465,72,34,0,117,null,"Winter Customer Count",1036,92,91,0,203]
[null,"NYSA14","F","Summer Customer Count",159,8,3,2,9,null,"Winter Customer Count",76,6,14,0,69]
[null,"NYSA15","F","Summer Customer Count",0,0,0,0,0,null,"Winter Customer Count",960,86,77,0,134]
[null,"NYSA T-061","T","Summer Customer Count",481,79,35,2,44,null,"Winter Customer Count",323,55,60,0,106]
[null,"NYSA T-062","T","Summer Customer Count",624,80,37,2,126,null,"Winter Customer Count",323,55,60,0,106]
[null,"OCHD41","F","Summer Customer Count",95,16,9,0,5,null,"Winter Customer Count",58,5,0,0,0]
[null,"OCHD42","F","Summer Customer Count",22,21,30,4,3,null,"Winter Customer Count",58,5,0,0,0]
[null,"OCHD43","F","Summer Customer Count",0,0,0,0,0,null,"Winter Customer Count",2234,169,254,5,370]
[null,"OCHD T-061","T","Summer Customer Count",95,16,9,0,5,null,"Winter Customer Count",1448,86,87,0,178]
[null,"OCHD T-062","T","Summer Customer Count",22,21,30,4,3,null,"Winter Customer Count",786,83,167,5,192]
[null,"OIDA11","F","Summer Customer Count",334,102,106,1,3,null,"Winter Customer Count",482,100,158,1,239]
[null,"OIDA12","F","Summer Customer Count",0,0,0,1,0,null,"Winter Customer Count",478,99,156,0,239]
[null,"OIDA T-061","T","Summer Customer Count",334,102,106,2,3,null,"Winter Customer Count",4,1,2,1,0]
[null,"OKLY11","F","Summer Customer Count",250,36,35,0,31,null,"Winter Customer Count",82,26,48,0,153]
[null,"OKLY12","F","Summer Customer Count",164,13,15,0,73,null,"Winter Customer Count",48,13,18,0,61]
[null,"OKLY13","F","Summer Customer Count",62,20,20,0,30,null,"Winter Customer Count",25,10,20,0,66]
[null,"OKLY T-061","T","Summer Customer Count",476,69,70,0,134,null,"Winter Customer Count",9,3,10,0,26]
[null,"OLAA11","F","Summer Customer Count",116,12,7,0,9,null,"Winter Customer Count",0,0,0,0,0]
[null,"OLAA T-061","T","Summer Customer Count",116,12,7,0,9,null,"Winter Customer Count",0,0,0,0,0]
[null,"ONTO14","F","Summer Customer Count",943,67,50,0,9,null,"Winter Customer Count",26,4,18,0,20]
[null,"ONTO15","F","Summer Customer Count",80,44,40,1,9,null,"Winter Customer Count",26,4,18,0,20]
[null,"ONTO18","F","Summer Customer Count",374,38,12,0,0,null,"Winter Customer Count",101,23,40,0,172]
[null,"ONTO19","F","Summer Customer Count",1099,104,52,0,14,null,"Winter Customer Count",39,10,19,0,67]
[null,"ONTO20","F","Summer Customer Count",533,64,33,2,0,null,"Winter Customer Count",62,13,21,0,105]
[null,"ONTO23","F","Summer Customer Count",919,27,52,0,14,null,"Winter Customer Count",43,19,38,0,118]
[null,"ONTO24","F","Summer Customer Count",504,43,11,1,116,null,"Winter Customer Count",23,9,20,0,45]
[null,"ONTO25","F","Summer Customer Count",141,68,40,1,0,null,"Winter Customer Count",20,10,18,0,73]
[null,"ONTO T-134","T","Summer Customer Count",2097,202,136,4,130,null,"Winter Customer Count",2983,88,120,2,37]
[null,"ONTO T-135","T","Summer Customer Count",2496,253,154,1,32,null,"Winter Customer Count",1813,44,33,0,34]
[null,"PAET11","F","Summer Customer Count",168,57,77,1,4,null,"Winter Customer Count",1170,42,75,0,1]
[null,"PAET12","F","Summer Customer Count",653,67,67,1,78,null,"Winter Customer Count",0,2,12,2,2]
[null,"PAET13","F","Summer Customer Count",1103,70,60,0,22,null,"Winter Customer Count",1350,140,222,8,16]
[null,"PAET14","F","Summer Customer Count",678,35,25,1,2,null,"Winter Customer Count",246,20,21,2,12]
[null,"PAET T-131","T","Summer Customer Count",2602,229,229,3,106,null,"Winter Customer Count",866,80,133,3,4]
[null,"PAUL41","F","Summer Customer Count",107,11,29,0,141,null,"Winter Customer Count",238,40,68,3,0]
[null,"PAUL42","F","Summer Customer Count",50,14,23,0,82,null,"Winter Customer Count",2395,142,173,2,81]
[null,"PAUL43","F","Summer Customer Count",52,9,3,0,47,null,"Winter Customer Count",843,57,71,0,53]
[null,"PAUL44","F","Summer Customer Count",25,5,17,0,50,null,"Winter Customer Count",1550,84,101,0,27]
[null,"PAUL T-131","T","Summer Customer Count",132,16,46,0,191,null,"Winter Customer Count",2,0,1,1,1]
[null,"PAUL T-132","T","Summer Customer Count",102,23,26,0,129,null,"Winter Customer Count",0,1,0,1,0]
[null,"PCKT41","F","Summer Customer Count",0,0,0,1,0,null,"Winter Customer Count",2117,122,180,1,1]
[null,"PCKT T-131","T","Summer Customer Count",0,0,0,1,0,null,"Winter Customer Count",653,54,72,0,0]
[null,"PNCK11","F","Summer Customer Count",54,4,1,0,0,null,"Winter Customer Count",342,45,92,1,1]
[null,"PNCK12","F","Summer Customer Count",0,2,0,0,0,null,"Winter Customer Count",0,0,1,0,0]
[null,"PNCK T-061","T","Summer Customer Count",54,6,1,0,0,null,"Winter Customer Count",1122,23,15,0,0]
[null,"PNGE41","F","Summer Customer Count",579,42,40,0,193,null,"Winter Customer Count",3021,461,579,0,0]
[null,"PNGE42","F","Summer Customer Count",222,35,24,0,143,null,"Winter Customer Count",1137,162,219,0,0]
[null,"PNGE43","F","Summer Customer Count",183,22,27,2,86,null,"Winter Customer Count",900,161,213,0,0]
[null,"PNGE T-132","T","Summer Customer Count",801,77,64,0,336,null,"Winter Customer Count",354,10,21,0,0]
[null,"PNGE T-133","T","Summer Customer Count",183,22,27,2,86,null,"Winter Customer Count",630,128,126,0,0]
[null,"PNUF41","F","Summer Customer Count",917,69,38,1,18,null,"Winter Customer Count",34,11,16,0,58]
[null,"PNUF42","F","Summer Customer Count",965,154,77,1,41,null,"Winter Customer Count",19,3,10,0,45]
[null,"PNUF T-131","T","Summer Customer Count",1882,223,115,2,59,null,"Winter Customer Count",15,8,6,0,13]
[null,"POCO11","F","Summer Customer Count",375,60,64,0,1,null,"Winter Customer Count",43,13,14,0,75]
[null,"POCO12","F","Summer Customer Count",416,3,8,0,0,null,"Winter Customer Count",31,7,12,0,44]
[null,"POCO13","F","Summer Customer Count",1086,24,22,0,2,null,"Winter Customer Count",12,6,2,0,31]
[null,"POCO14","F","Summer Customer Count",329,32,56,0,0,null,"Winter Customer Count",128,26,40,0,164]
[null,"POCO15","F","Summer Customer Count",730,18,17,0,1,null,"Winter Customer Count",105,18,22,0,113]
[null,"POCO16","F","Summer Customer Count",49,53,81,0,0,null,"Winter Customer Count",23,8,18,0,51]
[null,"POCO T-053","T","Summer Customer Count",1877,87,94,0,3,null,"Winter Customer Count",423,69,40,1,117]
[null,"POCO T-054","T","Summer Customer Count",1108,103,154,0,1,null,"Winter Customer Count",417,67,39,0,116]
[null,"POLN11","F","Summer Customer Count",972,36,40,2,9,null,"Winter Customer Count",6,2,1,1,1]
[null,"POLN12","F","Summer Customer Count",531,49,50,0,50,null,"Winter Customer Count",296,61,64,0,248]
[null,"POLN13","F","Summer Customer Count",2,0,0,1,0,null,"Winter Customer Count",72,18,17,0,74]
[null,"POLN T-131","T","Summer Customer Count",1505,85,90,3,59,null,"Winter Customer Count",224,43,47,0,174]
[null,"PRIN11","F","Summer Customer Count",98,8,12,0,60,null,"Winter Customer Count",82,19,27,1,101]
[null,"PRIN12","F","Summer Customer Count",49,5,22,0,49,null,"Winter Customer Count",82,19,27,1,101]
[null,"PRIN T-051","T","Summer Customer Count",147,13,34,0,109,null,"Winter Customer Count",1211,180,152,0,203]
[null,"PRMA11","F","Summer Customer Count",485,48,98,0,15,null,"Winter Customer Count",641,97,64,0,49]
[null,"PRMA12","F","Summer Customer Count",320,42,39,0,57,null,"Winter Customer Count",570,83,88,0,154]
[null,"PRMA41","F","Summer Customer Count",890,112,99,1,299,null,"Winter Customer Count",0,0,0,1,0]
[null,"PRMA42","F","Summer Customer Count",607,78,40,1,213,null,"Winter Customer Count",0,0,0,1,0]
[null,"PRMA T-061","T","Summer Customer Count",805,90,137,0,72,null,"Winter Customer Count",92,11,32,1,106]
[null,"PRMA T-062","T","Summer Customer Count",1497,190,139,2,512,null,"Winter Customer Count",46,7,13,1,54]
[null,"PRMA T-063","T","Summer Customer Count",0,0,0,0,0,null,"Winter Customer Count",46,4,19,0,52]
[null,"PTVY41","F","Summer Customer Count",29,3,29,0,57,null,"Winter Customer Count",3499,256,295,5,280]
[null,"PTVY42","F","Summer Customer Count",79,24,35,0,87,null,"Winter Customer Count",785,53,96,1,50]
[null,"PTVY43","F","Summer Customer Count",23,4,18,0,68,null,"Winter Customer Count",76,4,10,1,0]
[null,"PTVY44","F","Summer Customer Count",10,11,16,0,48,null,"Winter Customer Count",1608,92,71,2,78]
[null,"PTVY T-131","T","Summer Customer Count",108,27,64,0,144,null,"Winter Customer Count",1030,107,118,1,152]
[null,"PTVY T-132","T","Summer Customer Count",33,15,34,0,116,null,"Winter Customer Count",505,73,73,0,135]
[null,"RKFD11","F","Summer Customer Count",57,14,11,0,70,null,"Winter Customer Count",272,40,36,0,33]
[null,"RKFD12","F","Summer Customer Count",94,13,36,0,38,null,"Winter Customer Count",164,12,14,0,73]
[null,"RKFD13","F","Summer Customer Count",15,4,3,0,24,null,"Winter Customer Count",69,21,23,0,29]
[null,"RKFD14","F","Summer Customer Count",23,2,3,0,27,null,"Winter Customer Count",137,19,50,0,194]
[null,"RKFD T-051","T","Summer Customer Count",166,31,50,0,132,null,"Winter Customer Count",112,14,33,0,140]
[null,"RKFD T-052","T","Summer Customer Count",23,2,3,0,27,null,"Winter Customer Count",25,5,17,0,54]
[null,"RSET11","F","Summer Customer Count",112,52,98,2,0,null,"Winter Customer Count",108,22,27,0,141]
[null,"RSET12","F","Summer Customer Count",0,0,0,1,0,null,"Winter Customer Count",53,13,24,0,90]
[null,"RSET13","F","Summer Customer Count",0,0,0,0,0,null,"Winter Customer Count",55,9,3,0,51]
[null,"RSET14","F","Summer Customer Count",0,0,0,0,0,null,"Winter Customer Count",0,0,0,1,0]
[null,"RSET T-131","T","Summer Customer Count",112,52,98,3,0,null,"Winter Customer Count",0,0,0,1,0]
[null,"RSFK11","F","Summer Customer Count",3,0,0,0,11,null,"Winter Customer Count",1984,125,148,3,68]
[null,"RSFK12","F","Summer Customer Count",46,5,3,0,0,null,"Winter Customer Count",1364,61,82,2,13]
[null,"RSFK T-051","T","Summer Customer Count",49,5,3,0,11,null,"Winter Customer Count",602,62,62,0,55]
[null,"SAMN12","F","Summer Customer Count",448,47,38,0,30,null,"Winter Customer Count",18,2,4,1,0]
[null,"SAMN13","F","Summer Customer Count",508,67,72,0,6,null,"Winter Customer Count",158,17,35,0,115]
[null,"SAMN14","F","Summer Customer Count",827,49,52,0,0,null,"Winter Customer Count",108,12,12,0,62]
[null,"SAMN41","F","Summer Customer Count",703,57,36,0,26,null,"Winter Customer Count",50,5,23,0,53]
[null,"SAMN42","F","Summer Customer Count",876,115,86,0,45,null,"Winter Customer Count",325,105,215,3,0]
[null,"SAMN T-062","T","Summer Customer Count",1579,172,122,0,71,null,"Winter Customer Count",325,105,215,2,0]
[null,"SAMN T-063","T","Summer Customer Count",1783,163,162,0,36,null,"Winter Customer Count",0,0,0,1,0]
[null,"SCSU41","F","Summer Customer Count",3,3,1,0,16,null,"Winter Customer Count",0,0,0,0,0]
[null,"SCSU42","F","Summer Customer Count",105,25,18,0,39,null,"Winter Customer Count",0,0,0,0,0]
[null,"SCSU T-131","T","Summer Customer Count",108,28,19,0,55,null,"Winter Customer Count",1234,142,166,0,195]
[null,"SHSH11","F","Summer Customer Count",375,45,39,0,6,null,"Winter Customer Count",609,71,73,0,6]
[null,"SHSH12","F","Summer Customer Count",519,68,71,0,186,null,"Winter Customer Count",625,71,93,0,189]
[null,"SHSH T-051","T","Summer Customer Count",894,113,110,0,192,null,"Winter Customer Count",678,131,102,0,270]
[null,"SIPN41","F","Summer Customer Count",1398,117,85,0,6,null,"Winter Customer Count",443,44,65,0,159]
[null,"SIPN42","F","Summer Customer Count",530,81,71,3,69,null,"Winter Customer Count",235,87,37,0,111]
[null,"SIPN43","F","Summer Customer Count",891,28,45,3,4,null,"Winter Customer Count",1210,97,110,3,106]
[null,"SIPN44","F","Summer Customer Count",1276,57,59,2,12,null,"Winter Customer Count",371,59,92,3,10]
[null,"SIPN T-131","T","Summer Customer Count",2289,145,130,3,10,null,"Winter Customer Count",839,38,18,0,96]
[null,"SIPN T-132","T","Summer Customer Count",1806,138,130,5,81,null,"Winter Customer Count",0,0,0,0,0]
[null,"SKWY11","F","Summer Customer Count",964,46,51,0,1,null,"Winter Customer Count",0,0,0,0,0]
[null,"SKWY12","F","Summer Customer Count",0,0,0,0,0,null,"Winter Customer Count",0,0,0,1,0]
[null,"SKWY13","F","Summer Customer Count",0,0,0,0,0,null,"Winter Customer Count",0,0,0,1,0]
[null,"SKWY14","F","Summer Customer Count",0,11,35,1,0,null,"Winter Customer Count",0,0,1,0,0]
[null,"SKWY T-131","T","Summer Customer Count",964,57,86,1,1,null,"Winter Customer Count",0,0,1,0,0]
[null,"SLVR41","F","Summer Customer Count",364,42,55,0,148,null,"Winter Customer Count",6447,398,489,3,2]
[null,"SLVR42","F","Summer Customer Count",208,70,31,0,104,null,"Winter Customer Count",1066,168,125,0,1]
[null,"SLVR T-131","T","Summer Customer Count",572,112,86,0,252,null,"Winter Customer Count",1632,40,27,0,1]
[null,"SMFY11","F","Summer Customer Count",54,5,2,0,0,null,"Winter Customer Count",1943,46,31,1,0]
[null,"SMFY12","F","Summer Customer Count",40,3,4,0,0,null,"Winter Customer Count",1419,90,146,1,0]
[null,"SMFY T-061","T","Summer Customer Count",94,8,6,0,0,null,"Winter Customer Count",387,54,160,1,0]
[null,"SMPT11","F","Summer Customer Count",0,0,0,0,0,null,"Winter Customer Count",4827,253,566,4,1]
[null,"SMPT12","F","Summer Customer Count",0,0,0,0,0,null,"Winter Customer Count",1432,48,82,0,0]
[null,"SMPT13","F","Summer Customer Count",0,0,0,0,0,null,"Winter Customer Count",2155,93,98,0,0]
[null,"SMPT14","F","Summer Customer Count",0,0,0,0,0,null,"Winter Customer Count",933,78,167,2,1]
[null,"SMPT T-131","T","Summer Customer Count",0,0,0,0,0,null,"Winter Customer Count",307,34,219,2,0]
[null,"SMPT T-132","T","Summer Customer Count",0,0,0,0,0,null,"Winter Customer Count",38,2,6,0,7]
[null,"SOPK11","F","Summer Customer Count",324,49,82,3,8,null,"Winter Customer Count",38,2,6,0,7]
[null,"SOPK12","F","Summer Customer Count",807,36,19,0,93,null,"Winter Customer Count",0,0,1,0,0]
[null,"SOPK T-051","T","Summer Customer Count",1131,85,101,3,101,null,"Winter Customer Count",0,0,1,0,0]
[null,"SPVY11","F","Summer Customer Count",551,8,13,0,0,null,"Winter Customer Count",813,102,117,1,486]
[null,"SPVY T-131","T","Summer Customer Count",551,8,13,0,0,null,"Winter Customer Count",591,71,52,0,311]
[null,"SRCK01","F","Summer Customer Count",0,0,0,0,0,null,"Winter Customer Count",222,31,65,1,175]
[null,"SRCK02","F","Summer Customer Count",0,0,0,0,0,null,"Winter Customer Count",62,15,9,0,71]
[null,"SRCK03","F","Summer Customer Count",0,0,0,0,0,null,"Winter Customer Count",27,8,4,0,31]
[null,"SRCK04","F","Summer Customer Count",0,0,0,0,0,null,"Winter Customer Count",25,4,1,0,22]
[null,"SRCK41","F","Summer Customer Count",0,1,0,0,0,null,"Winter Customer Count",10,3,4,0,18]
[null,"SRCK42","F","Summer Customer Count",378,94,71,0,249,null,"Winter Customer Count",890,102,102,1,99]
[null,"SRCK T-131","T","Summer Customer Count",0,0,0,0,0,null,"Winter Customer Count",292,25,27,0,64]
[null,"SRCK T-132","T","Summer Customer Count",0,0,0,0,0,null,"Winter Customer Count",598,77,75,1,35]
[null,"SRCK T-133","T","Summer Customer Count",378,95,71,0,249,null,"Winter Customer Count",0,0,0,0,0]
[null,"SRLG11","F","Summer Customer Count",8,0,0,0,11,null,"Winter Customer Count",0,0,0,0,0]
[null,"SRLG12","F","Summer Customer Count",45,14,3,0,47,null,"Winter Customer Count",0,0,0,0,0]
[null,"SRLG T-051","T","Summer Customer Count",8,0,0,0,11,null,"Winter Customer Count",0,0,0,0,0]
[null,"SRLG T-052","T","Summer Customer Count",45,14,3,0,47,null,"Winter Customer Count",604,118,40,0,252]
[null,"STAR11","F","Summer Customer Count",239,15,9,0,9,null,"Winter Customer Count",227,42,11,0,126]
[null,"STAR12","F","Summer Customer Count",1492,57,66,0,2,null,"Winter Customer Count",377,76,29,0,126]
[null,"STAR13","F","Summer Customer Count",943,50,40,0,2,null,"Winter Customer Count",0,0,0,0,0]
[null,"STAR14","F","Summer Customer Count",2070,37,41,0,10,null,"Winter Customer Count",2,0,1,0,0]
[null,"STAR15","F","Summer Customer Count",0,0,0,0,0,null,"Winter Customer Count",2,0,1,0,0]
[null,"STAR16","F","Summer Customer Count",0,0,0,0,0,null,"Winter Customer Count",58,2,1,0,0]
[null,"STAR T-131","T","Summer Customer Count",4744,159,156,0,23,null,"Winter Customer Count",58,2,1,0,0]
[null,"STAR T-132","T","Summer Customer Count",0,0,0,0,0,null,"Winter Customer Count",874,61,80,0,14]
[null,"STAT11","F","Summer Customer Count",506,14,3,0,0,null,"Winter Customer Count",420,34,48,0,2]
[null,"STAT12","F","Summer Customer Count",1062,12,17,0,0,null,"Winter Customer Count",454,27,32,0,12]
[null,"STAT13","F","Summer Customer Count",925,36,18,0,0,null,"Winter Customer Count",1972,389,204,3,270]
[null,"STAT14","F","Summer Customer Count",549,129,109,1,0,null,"Winter Customer Count",789,153,48,0,231]
[null,"STAT15","F","Summer Customer Count",1388,74,121,0,0,null,"Winter Customer Count",682,65,93,2,39]
[null,"STAT16","F","Summer Customer Count",367,25,38,1,0,null,"Winter Customer Count",501,171,63,1,0]
[null,"STAT17","F","Summer Customer Count",1079,18,23,0,0,null,"Winter Customer Count",642,100,67,0,85]
[null,"STAT T-061","T","Summer Customer Count",3042,191,147,1,0,null,"Winter Customer Count",365,53,56,0,16]
[null,"STAT T-062","T","Summer Customer Count",2834,117,182,1,0,null,"Winter Customer Count",277,47,11,0,69]
[null,"STRD11","F","Summer Customer Count",874,58,152,1,0,null,"Winter Customer Count",1102,101,40,0,109]
[null,"STRD12","F","Summer Customer Count",1190,84,67,2,2,null,"Winter Customer Count",748,71,26,0,82]
[null,"STRD13","F","Summer Customer Count",1618,23,15,1,0,null,"Winter Customer Count",354,30,14,0,27]
[null,"STRD14","F","Summer Customer Count",0,0,0,0,0,null,"Winter Customer Count",1404,146,97,1,13]
[null,"STRD15","F","Summer Customer Count",0,0,0,0,0,null,"Winter Customer Count",736,61,51,1,3]
[null,"STRD16","F","Summer Customer Count",0,0,0,0,0,null,"Winter Customer Count",668,85,46,0,10]
[null,"STRD T-131","T","Summer Customer Count",3682,165,234,4,2,null,"Winter Customer Count",2569,135,176,1,20]
[null,"STRD T-132","T","Summer Customer Count",0,0,0,0,0,null,"Winter Customer Count",1484,44,79,1,6]
[null,"SUGR41","F","Summer Customer Count",0,0,0,0,0,null,"Winter Customer Count",1085,91,97,0,14]
[null,"SUGR42","F","Summer Customer Count",0,0,0,1,0,null,"Winter Customer Count",676,35,17,0,9]
[null,"SUGR T-131","T","Summer Customer Count",0,0,0,0,0,null,"Winter Customer Count",676,35,17,0,9]
[null,"SUGR T-132","T","Summer Customer Count",0,0,0,1,0,null,"Winter Customer Count",58,39,0,0,55]
[null,"TABR12","F","Summer Customer Count",5,0,1,0,14,null,"Winter Customer Count",11,17,0,0,14]
[null,"TABR T-051","T","Summer Customer Count",5,0,1,0,14,null,"Winter Customer Count",47,22,0,0,41]
[null,"TERY11","F","Summer Customer Count",0,0,0,1,0,null,"Winter Customer Count",95,45,3,0,20]
[null,"TERY12","F","Summer Customer Count",1000,51,66,1,1,null,"Winter Customer Count",95,45,3,0,20]
[null,"TERY13","F","Summer Customer Count",0,0,0,0,0,null,"Winter Customer Count",33,6,3,0,0]
[null,"TERY14","F","Summer Customer Count",419,5,17,2,0,null,"Winter Customer Count",23,2,0,0,0]
[null,"TERY15","F","Summer Customer Count",598,9,36,3,0,null,"Winter Customer Count",10,4,3,0,0]
[null,"TERY16","F","Summer Customer Count",630,33,21,0,0,null,"Winter Customer Count",110,52,4,0,19]
[null,"TERY17","F","Summer Customer Count",0,0,0,1,0,null,"Winter Customer Count",110,52,4,0,19]
[null,"TERY T-131","T","Summer Customer Count",1419,56,83,4,1,null,"Winter Customer Count",0,0,0,0,0]
[null,"TERY T-132","T","Summer Customer Count",1228,42,57,3,0,null,"Winter Customer Count",5849,474,406,3,163]
[null,"TERY T-133","T","Summer Customer Count",0,0,0,1,0,null,"Winter Customer Count",998,99,119,0,0]
[null,"TEST11","F","Summer Customer Count",0,0,0,0,0,null,"Winter Customer Count",1113,80,70,3,2]
[null,"TEST T-131","T","Summer Customer Count",0,0,0,0,0,null,"Winter Customer Count",1618,100,50,0,103]
[null,"TEWS11","F","Summer Customer Count",0,0,1,0,0,null,"Winter Customer Count",518,45,22,0,19]
[null,"TEWS T-061","T","Summer Customer Count",0,0,1,0,0,null,"Winter Customer Count",1602,150,145,0,39]
[null,"TFSN12","F","Summer Customer Count",895,152,95,0,1,null,"Winter Customer Count",0,0,0,0,0]
[null,"TFSN13","F","Summer Customer Count",1385,30,28,0,1,null,"Winter Customer Count",0,0,0,0,0]
[null,"TFSN14","F","Summer Customer Count",1049,31,20,1,0,null,"Winter Customer Count",0,0,0,0,0]
[null,"TFSN15","F","Summer Customer Count",586,57,87,1,0,null,"Winter Customer Count",0,0,0,0,0]
[null,"TFSN16","F","Summer Customer Count",556,24,41,0,0,null,"Winter Customer Count",0,0,0,0,0]
[null,"TFSN17","F","Summer Customer Count",861,42,50,0,0,null,"Winter Customer Count",637,69,56,0,59]
[null,"TFSN18","F","Summer Customer Count",329,49,148,2,0,null,"Winter Customer Count",554,56,27,0,58]
[null,"TFSN19","F","Summer Customer Count",646,51,132,2,1,null,"Winter Customer Count",83,13,29,0,1]
[null,"TFSN20","F","Summer Customer Count",148,23,135,2,0,null,"Winter Customer Count",3149,214,203,1,26]
[null,"TFSN T-133","T","Summer Customer Count",4244,319,378,4,2,null,"Winter Customer Count",2641,169,156,0,23]
[null,"TFSN T-134","T","Summer Customer Count",2211,140,358,4,1,null,"Winter Customer Count",508,45,47,1,3]
[null,"THCK11","F","Summer Customer Count",34,2,4,0,7,null,"Winter Customer Count",127,11,1,0,1]
[null,"THCK41","F","Summer Customer Count",0,0,1,0,0,null,"Winter Customer Count",127,11,1,0,1]
[null,"THCK T-061","T","Summer Customer Count",34,2,4,0,7,null,"Winter Customer Count",1016,157,45,0,50]
[null,"THCK T-062","T","Summer Customer Count",0,0,1,0,0,null,"Winter Customer Count",619,90,25,0,28]
[null,"TMRK11","F","Summer Customer Count",85,5,1,0,1,null,"Winter Customer Count",397,67,20,0,22]
[null,"TMRK12","F","Summer Customer Count",19,2,3,1,0,null,"Winter Customer Count",288,72,23,0,9]
[null,"TMRK T-131","T","Summer Customer Count",104,7,4,1,1,null,"Winter Customer Count",24,42,11,0,7]
[null,"TNDY11","F","Summer Customer Count",189,19,9,0,31,null,"Winter Customer Count",264,30,12,0,2]
[null,"TNDY T-061","T","Summer Customer Count",189,19,9,0,31,null,"Winter Customer Count",269,52,14,0,109]
[null,"TNML11","F","Summer Customer Count",1173,18,18,0,0,null,"Winter Customer Count",116,21,6,0,50]
[null,"TNML12","F","Summer Customer Count",779,5,7,0,0,null,"Winter Customer Count",47,12,2,0,16]
[null,"TNML13","F","Summer Customer Count",1091,32,28,3,0,null,"Winter Customer Count",103,19,6,0,41]
[null,"TNML14","F","Summer Customer Count",1036,16,24,1,9,null,"Winter Customer Count",3,0,0,0,2]
[null,"TNML15","F","Summer Customer Count",1571,25,20,0,0,null,"Winter Customer Count",80,18,2,1,51]
[null,"TNML17","F","Summer Customer Count",1391,26,16,0,3,null,"Winter Customer Count",80,18,2,1,51]
[null,"TNML18","F","Summer Customer Count",946,20,39,0,1,null,"Winter Customer Count",164,44,6,0,77]
[null,"TNML T-131","T","Summer Customer Count",4079,71,77,4,9,null,"Winter Customer Count",61,17,3,0,27]
[null,"TNML T-132","T","Summer Customer Count",3908,71,75,0,4,null,"Winter Customer Count",103,27,3,0,50]
[null,"TOPN41","F","Summer Customer Count",534,61,45,0,286,null,"Winter Customer Count",284,92,8,0,224]
[null,"TOPN42","F","Summer Customer Count",206,28,58,1,175,null,"Winter Customer Count",189,53,8,0,116]
[null,"TOPN T-131","T","Summer Customer Count",740,89,103,1,461,null,"Winter Customer Count",95,39,0,0,108]
[null,"Transformer1","T","Summer Customer Count",0,0,0,0,0,null,"Winter Customer Count",0,0,0,0,1]
[null,"TYHE11","F","Summer Customer Count",409,16,13,0,64,null,"Winter Customer Count",0,0,0,0,1]
[null,"TYHE12","F","Summer Customer Count",733,60,52,0,50,null,"Winter Customer Count",81,27,5,0,2]
[null,"TYHE T-051","T","Summer Customer Count",1142,76,65,0,114,null,"Winter Customer Count",43,15,4,0,1]
[null,"UNTY11","F","Summer Customer Count",79,26,5,0,15,null,"Winter Customer Count",38,12,1,0,1]
[null,"UNTY12","F","Summer Customer Count",144,40,1,0,47,null,"Winter Customer Count",76,38,6,0,1]
[null,"UNTY T-061","T","Summer Customer Count",223,66,6,0,62,null,"Winter Customer Count",76,38,6,0,1]
[null,"USTK11","F","Summer Customer Count",1718,11,21,0,0,null,"Winter Customer Count",2958,180,114,3,36]
[null,"USTK12","F","Summer Customer Count",619,40,68,0,0,null,"Winter Customer Count",1362,75,49,2,11]
[null,"USTK13","F","Summer Customer Count",1167,9,8,0,0,null,"Winter Customer Count",1596,105,65,1,25]
[null,"USTK14","F","Summer Customer Count",632,7,56,0,0,null,"Winter Customer Count",1515,90,149,1,0]
[null,"USTK15","F","Summer Customer Count",1303,17,54,0,0,null,"Winter Customer Count",1206,35,23,0,0]
[null,"USTK16","F","Summer Customer Count",1398,11,25,0,0,null,"Winter Customer Count",309,55,126,1,0]
[null,"USTK17","F","Summer Customer Count",1125,35,65,0,0,null,"Winter Customer Count",3718,241,282,0,15]
[null,"USTK18","F","Summer Customer Count",1078,19,15,1,0,null,"Winter Customer Count",2932,189,197,0,1]
[null,"USTK T-131","T","Summer Customer Count",4642,62,150,0,0,null,"Winter Customer Count",786,52,85,0,14]
[null,"USTK T-132","T","Summer Customer Count",4398,87,162,1,0,null,"Winter Customer Count",326,62,27,0,59]
[null,"VALE11","F","Summer Customer Count",543,105,54,0,2,null,"Winter Customer Count",326,62,27,0,59]
[null,"VALE12","F","Summer Customer Count",23,5,10,0,3,null,"Winter Customer Count",2,11,3,1,25]
[null,"VALE13","F","Summer Customer Count",345,66,8,0,129,null,"Winter Customer Count",1,8,2,1,19]
[null,"VALE14","F","Summer Customer Count",162,35,2,0,100,null,"Winter Customer Count",1,3,1,0,6]
[null,"VALE15","F","Summer Customer Count",245,63,21,0,115,null,"Winter Customer Count",2111,190,163,0,10]
[null,"VALE T-061","T","Summer Customer Count",1318,274,95,0,349,null,"Winter Customer Count",888,73,72,0,1]
[null,"VLVU11","F","Summer Customer Count",1373,33,30,0,19,null,"Winter Customer Count",1223,117,91,0,9]
[null,"VLVU12","F","Summer Customer Count",100,0,4,1,0,null,"Winter Customer Count",2045,165,125,1,227]
[null,"VLVU13","F","Summer Customer Count",906,44,36,2,34,null,"Winter Customer Count",631,56,48,0,111]
[null,"VLVU14","F","Summer Customer Count",0,0,0,0,0,null,"Winter Customer Count",926,55,29,1,116]
[null,"VLVU15","F","Summer Customer Count",0,0,0,0,0,null,"Winter Customer Count",488,54,48,0,0]
[null,"VLVU16","F","Summer Customer Count",0,0,0,0,0,null,"Winter Customer Count",1145,192,100,2,156]
[null,"VLVU T-131","T","Summer Customer Count",2379,77,70,3,53,null,"Winter Customer Count",664,134,46,1,3]
[null,"VTRY11","F","Summer Customer Count",1052,44,91,0,0,null,"Winter Customer Count",481,58,54,1,153]
[null,"VTRY12","F","Summer Customer Count",224,11,28,0,0,null,"Winter Customer Count",0,0,0,0,0]
[null,"VTRY13","F","Summer Customer Count",906,14,19,1,0,null,"Winter Customer Count",938,110,56,2,149]
[null,"VTRY14","F","Summer Customer Count",161,46,134,3,0,null,"Winter Customer Count",536,76,34,0,117]
[null,"VTRY15","F","Summer Customer Count",597,30,100,2,0,null,"Winter Customer Count",402,34,22,2,32]
[null,"VTRY16","F","Summer Customer Count",0,0,0,1,0,null,"Winter Customer Count",427,128,115,2,4]
[null,"VTRY17","F","Summer Customer Count",0,0,0,1,0,null,"Winter Customer Count",427,128,115,1,4]
[null,"VTRY18","F","Summer Customer Count",0,0,0,0,0,null,"Winter Customer Count",0,0,0,1,0]
[null,"VTRY T-131","T","Summer Customer Count",2343,115,272,4,0,null,"Winter Customer Count",122,12,7,0,9]
[null,"VTRY T-132","T","Summer Customer Count",597,30,100,4,0,null,"Winter Customer Count",122,12,7,0,9]
[null,"WARE11","F","Summer Customer Count",152,20,24,1,79,null,"Winter Customer Count",3300,317,187,4,135]
[null,"WARE12","F","Summer Customer Count",0,0,2,0,2,null,"Winter Customer Count",1055,110,42,2,1]
[null,"WARE T-061","T","Summer Customer Count",152,20,26,1,81,null,"Winter Customer Count",1427,47,63,0,14]
[null,"WBUT11","F","Summer Customer Count",27,9,4,0,30,null,"Winter Customer Count",526,45,14,1,120]
[null,"WBUT12","F","Summer Customer Count",25,4,1,0,20,null,"Winter Customer Count",292,115,68,1,0]
[null,"WBUT13","F","Summer Customer Count",9,1,3,0,17,null,"Winter Customer Count",3902,356,198,1,35]
[null,"WBUT T-051","T","Summer Customer Count",61,14,8,0,67,null,"Winter Customer Count",1435,81,66,0,12]
[null,"WESR11","F","Summer Customer Count",589,67,42,0,110,null,"Winter Customer Count",95,56,51,1,11]
[null,"WESR12","F","Summer Customer Count",347,60,33,2,147,null,"Winter Customer Count",776,60,16,0,0]
[null,"WESR13","F","Summer Customer Count",127,22,9,0,29,null,"Winter Customer Count",1596,159,65,0,12]
[null,"WESR14","F","Summer Customer Count",486,47,19,0,103,null,"Winter Customer Count",3611,336,319,3,129]
[null,"WESR15","F","Summer Customer Count",0,0,0,0,0,null,"Winter Customer Count",190,69,88,1,4]
[null,"WESR16","F","Summer Customer Count",0,0,0,0,0,null,"Winter Customer Count",774,93,81,1,96]
[null,"WESR T-061","T","Summer Customer Count",1549,196,103,2,389,null,"Winter Customer Count",1459,95,79,0,26]
[null,"WESR T-062","T","Summer Customer Count",0,0,0,0,0,null,"Winter Customer Count",1188,79,71,1,3]
[null,"WILS11","F","Summer Customer Count",1210,54,44,0,178,null,"Winter Customer Count",75,13,1,0,0]
[null,"WILS12","F","Summer Customer Count",1369,41,88,0,3,null,"Winter Customer Count",75,11,1,0,0]
[null,"WILS13","F","Summer Customer Count",897,45,29,1,71,null,"Winter Customer Count",0,2,0,0,0]
[null,"WILS14","F","Summer Customer Count",0,0,0,0,0,null,"Winter Customer Count",1147,125,172,0,80]
[null,"WILS15","F","Summer Customer Count",0,0,0,0,0,null,"Winter Customer Count",769,81,132,0,16]
[null,"WILS16","F","Summer Customer Count",0,0,0,0,0,null,"Winter Customer Count",378,44,40,0,64]
[null,"WILS T-131","T","Summer Customer Count",3476,140,161,1,252,null,"Winter Customer Count",1574,193,151,2,523]
[null,"WLDR11","F","Summer Customer Count",1,1,2,1,0,null,"Winter Customer Count",944,117,108,1,301]
[null,"WLDR12","F","Summer Customer Count",91,7,19,2,60,null,"Winter Customer Count",0,0,0,0,0]
[null,"WLDR T-061","T","Summer Customer Count",92,8,21,3,60,null,"Winter Customer Count",630,76,43,1,222]
[null,"WMLK11","F","Summer Customer Count",79,8,5,0,0,null,"Winter Customer Count",143,9,8,0,0]
[null,"WMLK13","F","Summer Customer Count",37,3,8,0,0,null,"Winter Customer Count",77,6,4,0,0]
[null,"WMLK T-061","T","Summer Customer Count",116,11,13,0,0,null,"Winter Customer Count",66,3,4,0,0]
[null,"WNDL11","F","Summer Customer Count",255,17,20,0,57,null,"Winter Customer Count",0,0,0,0,0]
[null,"WNDL12","F","Summer Customer Count",349,56,52,1,35,null,"Winter Customer Count",0,0,0,0,0]
[null,"WNDL13","F","Summer Customer Count",0,0,0,0,0,null,"Winter Customer Count",120,7,4,1,1]
[null,"WNDL T-041","T","Summer Customer Count",604,73,72,1,92,null,"Winter Customer Count",95,4,1,0,1]
[null,"WWCK11","F","Summer Customer Count",115,33,11,1,49,null,"Winter Customer Count",25,3,3,1,0]
[null,"WWCK12","F","Summer Customer Count",412,31,22,0,27,null,"Winter Customer Count",239,69,10,0,65]
[null,"WWCK T-131","T","Summer Customer Count",527,64,33,1,76,null,"Winter Customer Count",92,31,8,0,16]
[null,"WYEE11","F","Summer Customer Count",1013,219,108,1,0,null,"Winter Customer Count",147,38,2,0,49]
[null,"WYEE12","F","Summer Customer Count",0,1,61,0,0,null,"Winter Customer Count",1607,338,111,0,359]
[null,"WYEE13","F","Summer Customer Count",999,50,93,0,0,null,"Winter Customer Count",780,157,71,0,4]
[null,"WYEE14","F","Summer Customer Count",82,4,8,0,0,null,"Winter Customer Count",32,8,11,0,3]
[null,"WYEE15","F","Summer Customer Count",182,14,43,1,0,null,"Winter Customer Count",362,71,8,0,130]
[null,"WYEE16","F","Summer Customer Count",51,26,110,1,0,null,"Winter Customer Count",164,37,2,0,105]
[null,"WYEE17","F","Summer Customer Count",729,174,83,1,0,null,"Winter Customer Count",269,65,19,0,117]
[null,"WYEE18","F","Summer Customer Count",556,43,70,1,0,null,"Winter Customer Count",1608,205,117,2,404]
[null,"WYEE19","F","Summer Customer Count",704,33,148,1,0,null,"Winter Customer Count",602,70,49,0,108]
[null,"WYEE20","F","Summer Customer Count",34,0,3,1,0,null,"Winter Customer Count",359,59,40,2,153]
[null,"WYEE T-131","T","Summer Customer Count",1958,407,237,4,0,null,"Winter Customer Count",131,26,8,0,32]
[null,"WYEE T-132","T","Summer Customer Count",1785,87,249,1,0,null,"Winter Customer Count",516,50,20,0,111]
[null,"WYEE T-133","T","Summer Customer Count",607,70,241,2,0,null,"Winter Customer Count",0,0,0,0,0]
[null,"ZLOG11","F","Summer Customer Count",0,0,2,0,0,null,"Winter Customer Count",0,0,0,0,0]
[null,"ZLOG12","F","Summer Customer Count",0,0,0,1,0,null,"Winter Customer Count",0,0,0,0,0]
[null,"ZLOG13","F","Summer Customer Count",0,4,34,1,0,null,"Winter Customer Count",177,14,19,0,0]
[null,"ZLOG15","F","Summer Customer Count",1006,141,113,1,1,null,"Winter Customer Count",129,9,9,0,0]
[null,"ZLOG16","F","Summer Customer Count",5,31,71,3,0,null,"Winter Customer Count",48,5,10,0,0]
[null,"ZLOG17","F","Summer Customer Count",90,39,110,1,1,null,"Winter Customer Count",548,70,36,1,79]
[null,"ZLOG18","F","Summer Customer Count",1020,38,63,3,0,null,"Winter Customer Count",115,38,11,1,51]
[null,"ZLOG T-132","T","Summer Customer Count",2121,253,393,10,2,null,"Winter Customer Count",433,32,25,0,28]

{"sheet":"Average Project Size","index":4,"n_rows":11,"n_cols":6,"rows_kept":11,"cut":false,"hidden":false,"merged":[]}
[{"$f":"Summary!A1","v":"Appendix 4.15"}]
[{"$f":"Summary!A2","v":"Transmission and Distribution Avoided Capacity"}]
[]
[null,"Average Project Size by Customer Class"]
[null,"Customer Class","Customer Count","Avg. Project Size - No Losses","Loss %","Avg. Project Size - With Losses"]
[null,"Residential",502358,5.8936389596229315,5.8000000000000003E-2,{"$f":"+D6*(1+E6)","v":6.2354700192810615}]
[null,"Small Commercial",33062,10.875675000000001,{"$f":"+E6","v":5.8000000000000003E-2},{"$f":"+D7*(1+E7)","v":11.506464150000001}]
[null,"Large Commercial",39688,25.501142592592593,{"$f":"+E7","v":5.8000000000000003E-2},26.980208862962964]
[null,"Irrigation",20409,94.30871428571426,5.8000000000000003E-2,99.778619714285696]
[null,"Large Power",135,435.27,5.8000000000000003E-2,460.51566000000003]
[null,"Total",{"$f":"+SUM(C6:C10)","v":595652},{"$f":"+SUMPRODUCT(D6:D10,C6:C10)/C11","v":10.603314677698075},{"$f":"+F11/D11-1","v":5.8000000000000052E-2},{"$f":"+SUMPRODUCT(C6:C10,F6:F10)/C11","v":11.218306929004564}]

{"sheet":"Component Capacity","index":5,"n_rows":20,"n_cols":6,"rows_kept":20,"cut":false,"hidden":false,"merged":[]}
[{"$f":"Summary!A1","v":"Appendix 4.15"}]
[{"$f":"Summary!A2","v":"Transmission and Distribution Avoided Capacity"}]
[]
[null,"Seasonal Component Capacity "]
[]
[null,"Summer"]
[null,"Classification","Code","Summer Planning Capacity (%)","Design Capacity (%)","Scale Factor to put all at 100%"]
[null,"Transformer","T",0.98,1,{"$f":"E8/D8","v":1.0204081632653061}]
[null,12.5,12.5,1,1.25,{"$f":"E9/D9","v":1.25}]
[null,34.5,34.5,1,1.25,1.25]
[null,"Conductor","C",0.9,1,1.1111111111111112]
[null,"TND or Canceled Projects","\"\"",0,0,0]
[]
[null,"WINTER"]
[null,"Classification","Code","Winter Planning Capacity (%)","Design Capacity (%)","Scale Factor to put all at 100%"]
[null,"Transformer","T",1.1000000000000001,1.2,{"$f":"E16/D16","v":1.0909090909090908}]
[null,12.5,12.5,1,1.25,{"$f":"E17/D17","v":1.25}]
[null,34.5,34.5,1,1.25,1.25]
[null,"Conductor","C",0.9,1,1.1111111111111112]
[null,"TND or Canceled Projects","\"\"",0,0,0]

{"sheet":"Peak Identification","index":6,"n_rows":1093,"n_cols":7,"rows_kept":1093,"cut":false,"hidden":false,"merged":[]}
[{"$f":"Summary!A1","v":"Appendix 4.15"}]
[{"$f":"Summary!A2","v":"Transmission and Distribution Avoided Capacity"}]
[]
[null,"Asset Peak Identification"]
[null,"Asset","Transformer or Feeder","Peak Season","Peak Hour","Summer PeakHour","Winter Peak Hour"]
[null,"ADEL T-341","T","S",{"$f":"IF(OR(D6=\"S\",D6=\"D\"),F6,G6)","v":16},16,9]
[null,"ADEL T-342","T","S",{"$f":"IF(OR(D7=\"S\",D7=\"D\"),F7,G7)","v":16},16,9]
[null,"ADRN11","F","S",16,16,7]
[null,"ADRN12","F","W",8,15,8]
[null,"ADRN13","F","W",6,6,6]
[null,"ADRN T-061","T","W",8,21,8]
[null,"AFTS T-131","T","S",13,13," "]
[null,"AIKN11","F","S",21,21,19]
[null,"AIKN12","F","S",16,16,7]
[null,"AIKN13","F","D",14,14,9]
[null,"AIKN T-051","T","S",16,16,7]
[null,"AIKN T-052","T","S",14,14,10]
[null,"ALMA11","F","W",17,15,17]
[null,"ALMA12","F","W",18,18,18]
[null,"ALMA13","F","S",17,17,18]
[null,"ALMA14","F","S",15,15,17]
[null,"ALMA15","F","D",16,16,17]
[null,"ALMA16","F","S",14,14,13]
[null,"ALMA17","F","S",14,14,17]
[null,"ALMA18","F","D",16,16,10]
[null,"ALMA T-131","T","S",17,17,18]
[null,"ALMA T-132","T","S",16,16,10]
[null,"AMDM11","F","S",14,14,8]
[null,"AMDM T-051","T","S",14,14,8]
[null,"AMPO11","F","S",14,14,7]
[null,"AMPO T-051","T","D",14,14,7]
[null,"ARMA11","F","W",18,18,18]
[null,"ARMA T-061","T","S",18,18,18]
[null,"ARTN11","F","S",10,10,18]
[null,"ARTN12","F","S",19,19,3]
[null,"ARTN13","F","S",20,20,8]
[null,"ARTN14","F","S",20,20,20]
[null,"ARTN T-051","T","S",18,18,7]
[null,"BCRT11","F","S",16,16," "]
[null,"BCRT12","F","S",16,16," "]
[null,"BCRT13","F","S",15,15," "]
[null,"BCRT14","F","S",15,15," "]
[null,"BCRT T-131","T","S",16,16," "]
[null,"BGBR11","F","W",18,null,18]
[null,"BGBR T-061","T","W",18,null,18]
[null,"BKAT11","F","S",17,17," "]
[null,"BKAT12","F","S",14,14," "]
[null,"BKAT13","F","S",18,18," "]
[null,"BKAT14","F","S",17,17," "]
[null,"BKAT15","F","S",18,18," "]
[null,"BKAT17","F","W",{"$f":"IF(OR(D51=\"S\",D51=\"D\"),F51,G51)","v":15},null,15]
[null,"BKAT16","F","S",0,null," "]
[null,"BKAT T-131","T","S",17,17," "]
[null,"BKAT T-132","T","S",18,18," "]
[null,"BKCK11","F","S",10,10,8]
[null,"BKCK12","F","S",12,12,9]
[null,"BKCK T-051","T","S",11,11,12]
[null,"BKFT11","F","S",21,21,11]
[null,"BKFT12","F","W",10,17,10]
[null,"BKFT13","F","W",8,15,8]
[null,"BKFT14","F","W",8,12,8]
[null,"BKFT15","F","D",16,16,16]
[null,"BKFT16","F","W",10,15,10]
[null,"BKFT17","F","S",19,19,17]
[null,"BKFT T-051","T","W",8,16,8]
[null,"BKFT T-052","T","D",16,16,17]
[null,"BKFT T-161","T","S",20,20,8]
[null,"BKHN41","F","S",18,18,9]
[null,"BKHN42","F","S",12,12,15]
[null,"BKHN T-061","T","S",22,22,3]
[null,"BLAK1","F","S",{"$f":"IF(OR(D71=\"S\",D71=\"D\"),F71,G71)","v":0},null," "]
[null,"BLAK T-051","T","S",0,null," "]
[null,"BLDR41","F","S",18,18," "]
[null,"BLDR42","F","S",23,23," "]
[null,"BLDR T-131","T","S",21,21," "]
[null,"BMSU11","F","S",17,17," "]
[null,"BMSU12","F","S",8,8," "]
[null,"BMSU T-131","T","S",16,16," "]
[null,"BNET11","F","S",16,16," "]
[null,"BNET T-061","T","S",16,16," "]
[null,"BNLT11","F","S",17,17," "]
[null,"BNLT12","F","S",19,19," "]
[null,"BNLT13","F","S",18,18," "]
[null,"BNLT14","F","S",17,17," "]
[null,"BNLT T-131","T","S",18,18," "]
[null,"BOBN41","F","S",18,18," "]
[null,"BOBN42","F","S",17,17," "]
[null,"BOBN43","F","S",10,10," "]
[null,"BOBN44","F","S",17,17," "]
[null,"BOBN45","F","S",15,15," "]
[null,"BOBN T-131","T","S",14,14," "]
[null,"BOBN T-132","T","W",16,null,16]
[null,"BOBN T-133","T","S",17,17," "]
[null,"BOBN T-134","T","W",15,null,15]
[null,"BOBN T-135","T","S",18,18," "]
[null,"BOBN T-136","T","S",17,17,8]
[null,"BOBN T-231","T","S",0,null," "]
[null,"BOBN T-232","T","S",0,null," "]
[null,"BOBN T-233","T","S",0,null," "]
[null,"BOBN T-234","T","S",0,null," "]
[null,"BOIS11","F","S",16,16," "]
[null,"BOIS12","F","S",17,17," "]
[null,"BOIS14","F","S",15,15," "]
[null,"BOIS17","F","S",16,16," "]
[null,"BOIS19","F","S",14,14," "]
[null,"BOIS20","F","S",16,16," "]
[null,"BOIS21","F","S",17,17," "]
[null,"BOIS22","F","S",16,16," "]
[null,"BOIS23","F","S",16,16," "]
[null,"BOIS T-133","T","S",16,16," "]
[null,"BOIS T-134","T","S",15,15," "]
[null,"BOIS T-135","T","S",16,16," "]
[null,"BOMT41","F","S",18,18,8]
[null,"BOMT42","F","S",20,20,9]
[null,"BOMT T-131","T","S",18,18,9]
[null,"BOMT T-132","T","S",18,18,8]
[null,"BOMT T-133","T","S",18,18,9]
[null,"BOMT T-231","T","S",15,15,14]
[null,"BORA T-341","T","S",0,null," "]
[null,"BRDR11","F","W",7,21,7]
[null,"BRDR12","F","S",17,17,11]
[null,"BRDR T-131","T","D",21,21,7]
[null,"BRDY T-231","T","S",0,null," "]
[null,"BRDY T-232","T","S",0,null," "]
[null,"BRDY T-233","T","S",0,null," "]
[null,"BSCR11","F","S",19,19," "]
[null,"BSCR T-061","T","S",19,19," "]
[null,"BTLR11","F","S",17,17," "]
[null,"BTLR12","F","S",17,17," "]
[null,"BTLR13","F","S",18,18," "]
[null,"BTLR14","F","S",18,18," "]
[null,"BTLR15","F","S",18,18," "]
[null,"BTLR16","F","S",17,17," "]
[null,"BTLR T-131","T","S",17,17," "]
[null,"BTLR T-132","T","S",{"$f":"IF(OR(D135=\"S\",D135=\"D\"),F135,G135)","v":16},16," "]
[null,"BUBG41","F","S",20,20," "]
[null,"BUBG42","F","S",21,21," "]
[null,"BUBG43","F","S",18,18," "]
[null,"BUBG44","F","S",19,19," "]
[null,"BUBG T-131","T","S",21,21," "]
[null,"BUBG T-132","T","S",19,19," "]
[null,"BUCY T-051","T","D",0,null," "]
[null,"BUGU41","F","S",20,20,8]
[null,"BUGU42","F","S",19,19,6]
[null,"BUGU T-131","T","S",19,19,6]
[null,"BUGU T-132","T","S",20,20,8]
[null,"BYRL11","F","S",12,12,13]
[null,"BYRL12","F","D",15,15,8]
[null,"BYRL14","F","W",13,20,13]
[null,"BYRL15","F","D",8,8,11]
[null,"BYRL T-061","T","S",17,17,10]
[null,"BYRL T-062","T","D",17,17,13]
[null,"CACK41","F","S",14,14," "]
[null,"CACK42","F","S",22,22," "]
[null,"CACK43","F","S",21,21," "]
[null,"CACK T-131","T","S",21,21," "]
[null,"CACK T-132","T","S",21,21," "]
[null,"CADA11","F","S",15,15,18]
[null,"CADA12","F","S",13,13,0]
[null,"CADA13","F","S",18,18,17]
[null,"CADA14","F","S",9,9,9]
[null,"CADA15","F","S",18,18," "]
[null,"CADA16","F","S",18,18," "]
[null,"CADA T-131","T","S",17,17,19]
[null,"CARO11","F","S",21,21,7]
[null,"CARO12","F","W",8,16,8]
[null,"CARO13","F","S",15,15,11]
[null,"CARO T-061","T","S",19,19,10]
[null,"CATR11","F","S",9,9,9]
[null,"CATR12","F","S",19,19,18]
[null,"CATR T-051","T","S",12,12,16]
[null,"CDAL11","F","S",17,17," "]
[null,"CDAL12","F","S",14,14," "]
[null,"CDAL13","F","S",18,18," "]
[null,"CDAL14","F","S",15,15," "]
[null,"CDAL15","F","S",16,16," "]
[null,"CDAL16","F","S",15,15," "]
[null,"CDAL17","F","S",16,16," "]
[null,"CDAL18","F","S",17,17," "]
[null,"CDAL19","F","S",16,16," "]
[null,"CDAL T-132","T","S",15,15," "]
[null,"CDAL T-133","T","S",16,16," "]
[null,"CDAL T-134","T","S",17,17," "]
[null,"CDPO T-061","T","W",15,null,15]
[null,"CDWL11","F","W",18,19,18]
[null,"CDWL12","F","S",15,15,10]
[null,"CDWL13","F","S",18,18,7]
[null,"CDWL14","F","S",16,16,8]
[null,"CDWL15","F","S",14,14,8]
[null,"CDWL16","F","W",8,15,8]
[null,"CDWL17","F","W",10,13,10]
[null,"CDWL T-131","T","S",20,20,8]
[null,"CDWL T-132","T","S",20,20,8]
[null,"CDWL T-133","T","S",20,20,8]
[null,"CDWL T-134","T","S",15,15,8]
[null,"CDWL T-135","T","S",15,15,8]
[null,"CDWL T-231","T","S",18,18,17]
[null,"CDWL T-232","T","S",18,18,17]
[null,"CHUT11","F","S",{"$f":"IF(OR(D199=\"S\",D199=\"D\"),F199,G199)","v":18},18,7]
[null,"CHUT12","F","S",18,18,18]
[null,"CHUT13","F","S",19,19,18]
[null,"CHUT14","F","S",17,17,17]
[null,"CHUT15","F","S",16,16,17]
[null,"CHUT16","F","S",18,18,17]
[null,"CHUT17","F","S",17,17,19]
[null,"CHUT18","F","S",18,18,18]
[null,"CHUT T-131","T","S",18,18,18]
[null,"CHUT T-132","T","S",18,18,17]
[null,"CLBA11","F","S",17,17," "]
[null,"CLBA12","F","S",19,19," "]
[null,"CLBA13","F","S",21,21," "]
[null,"CLBA T-131","T","S",18,18," "]
[null,"CLMP1","F","S",17,17," "]
[null,"CLMP T-061","T","S",17,17," "]
[null,"CMBG11","F","W",9,19,9]
[null,"CMBG12","F","S",18,18,10]
[null,"CMBG T-061","T","W",7,18,7]
[null,"CNCK11","F","S",17,17,7]
[null,"CNCK12","F","W",8,18,8]
[null,"CNCK T-061","T","W",7,17,7]
[null,"CNCL11","F","W",8,16,8]
[null,"CNCL12","F","W",9,18,9]
[null,"CNCL T-061","T","W",9,18,9]
[null,"CNDR11","F","S",9,9,19]
[null,"CNDR12","F","S",20,20,10]
[null,"CNDR T-051","T","S",11,11,13]
[null,"COVR11","F","S",8,8," "]
[null,"COVR12","F","S",7,7,0]
[null,"COVR T-051","T","S",18,18,7]
[null,"CSCD11","F","W",9,18,9]
[null,"CSCD12","F","W",9,18,9]
[null,"CSCD13","F","W",8,17,8]
[null,"CSCD T-061","T","W",8,18,8]
[null,"CSCD T-062","T","W",9,18,9]
[null,"CTWT11","F","S",19,19," "]
[null,"CTWT12","F","S",17,17," "]
[null,"CTWT T-131","T","S",18,18," "]
[null,"CWVY11","F","S",16,16," "]
[null,"CWVY12","F","S",19,19," "]
[null,"CWVY T-061","T","S",17,17," "]
[null,"DALE41","F","S",12,12,11]
[null,"DALE42","F","S",14,14,11]
[null,"DALE43","F","S",20,20,8]
[null,"DALE44","F","S",20,20,7]
[null,"DALE T-131","T","S",20,20,7]
[null,"DALE T-132","T","S",20,20,8]
[null,"DESN11","F","S",9,9,1]
[null,"DESN12","F","S",13,13,10]
[null,"DESN13","F","S",9,9,8]
[null,"DESN T-051","T","S",22,22,18]
[null,"DIXI31","F","S",19,19,8]
[null,"DIXI T-0PA","T","S",17,17,8]
[null,"DNPR T-232","T","S",0,null," "]
[null,"DONN11","F","W",20,0,20]
[null,"DONN12","F","W",23,22,23]
[null,"DONN13","F","W",23,12,23]
[null,"DONN14","F","W",9,0,9]
[null,"DONN15","F","W",15,12,15]
[null,"DONN T-134","T","D",22,22,15]
[null,"DRAM T-135","T","S",0,null," "]
[null,"DRAM T-136","T","S",0,null," "]
[null,"DRAM T-137","T","S",0,null," "]
[null,"DRAM T-138","T","S",{"$f":"IF(OR(D263=\"S\",D263=\"D\"),F263,G263)","v":0},null," "]
[null,"DRAM T-139","T","S",0,null," "]
[null,"DRAM T-140","T","S",0,null," "]
[null,"DRAM T-141","T","S",0,null," "]
[null,"DRAM T-142","T","S",0,null," "]
[null,"DRAM T-231","T","W",0,null,0]
[null,"DRAM T-232","T","W",0,null,0]
[null,"DRKE11","F","S",18,18,7]
[null,"DRKE T-061","T","S",18,18,7]
[null,"DTRC11","F","S",21,21,10]
[null,"DTRC12","F","S",21,21,7]
[null,"DTRC T-051","T","S",15,15,7]
[null,"DUFN41","F","S",21,21,6]
[null,"DUFN42","F","S",21,21,8]
[null,"DUFN43","F","S",21,21,6]
[null,"DUFN44","F","S",13,13,6]
[null,"DUFN T-131","T","S",21,21,6]
[null,"DUFN T-132","T","S",21,21,10]
[null,"DUKE11","F","W",15,null,15]
[null,"DUKE12","F","S",17,17]
[null,"DUKE T-061","T","W",13,null,13]
[null,"DWSY11","F","W",20,null,20]
[null,"DWSY12","F","S",16,16," "]
[null,"DWSY T-061","T","W",20,null,20]
[null,"EAGL11","F","S",17,17," "]
[null,"EAGL12","F","S",17,17," "]
[null,"EAGL13","F","S",19,19," "]
[null,"EAGL14","F","S",19,19," "]
[null,"EAGL15","F","S",16,16," "]
[null,"EAGL16","F","S",18,18," "]
[null,"EAGL T-131","T","S",17,17," "]
[null,"EAGL T-132","T","S",0,null," "]
[null,"EDEN41","F","S",12,12,7]
[null,"EDEN42","F","S",19,19,7]
[null,"EDEN43","F","S",21,21,9]
[null,"EDEN T-131","T","S",21,21,20]
[null,"EDEN T-132","T","S",19,19,7]
[null,"EKHN11","F","W",18,22,18]
[null,"EKHN12","F","W",9,19,9]
[null,"EKHN T-131","T","W",9,19,9]
[null,"EKHN T-132","T","W",18,22,18]
[null,"EKRT41","F","W",18,null,18]
[null,"EKRT42","F","S",18,18," "]
[null,"EKRT T-131","T","W",17,null,17]
[null,"ELDR11","F","S",18,18,9]
[null,"ELDR12","F","S",16,16,18]
[null,"ELDR13","F","S",13,13,8]
[null,"ELDR T-131","T","S",16,16,8]
[null,"ELMR41","F","S",18,18," "]
[null,"ELMR42","F","S",16,16," "]
[null,"ELMR T-131","T","S",17,17," "]
[null,"ELMR T-132","T","S",0,null," "]
[null,"ELMR T-133","T","S",18,18," "]
[null,"EMET11","F","S",17,17,10]
[null,"EMET12","F","W",8,13,8]
[null,"EMET13","F","W",7,18,7]
[null,"EMET14","F","W",8,18,8]
[null,"EMET15","F","S",18,18,7]
[null,"EMET T-131","T","W",8,21,8]
[null,"EMET T-132","T","S",17,17,7]
[null,"ESTN11","F","S",18,18," "]
[null,"ESTN T-061","T","S",18,18," "]
[null,"ETGT11","F","W",14,14,14]
[null,"ETGT12","F","S",17,17,18]
[null,"ETGT13","F","W",{"$f":"IF(OR(D327=\"S\",D327=\"D\"),F327,G327)","v":12},15,12]
[null,"ETGT14","F","S",13,13,7]
[null,"ETGT15","F","W",18,18,18]
[null,"ETGT16","F","S",17,17,18]
[null,"ETGT17","F","W",7,16,7]
[null,"ETGT18","F","S",15,15,9]
[null,"ETGT T-131","T","S",17,17,8]
[null,"ETGT T-132","T","W",13,17,13]
[null,"FALS11","F","S",19,19,7]
[null,"FALS12","F","W",8,16,8]
[null,"FALS13","F","S",18,18,7]
[null,"FALS14","F","S",13,13,9]
[null,"FALS15","F","W",18,18,18]
[null,"FALS T-051","T","S",15,15,8]
[null,"FALS T-052","T","S",20,20,7]
[null,"FATP11","F","S",15,15,11]
[null,"FATP12","F","S",21,21,9]
[null,"FATP T-051","T","S",15,15,11]
[null,"FATP T-052","T","S",21,21,9]
[null,"Feeder1","F","W",0,null,0]
[null,"Feeder2","F","S",0,null," "]
[null,"FILR11","F","W",7,15,7]
[null,"FILR12","F","W",21,19,21]
[null,"FILR13","F","S",19,19,7]
[null,"FILR T-051","T","S",19,19,7]
[null,"FRMT T-131","T","S",16,16,19]
[null,"FSGL41","F","S",16,16,20]
[null,"FSGL42","F","S",18,18," "]
[null,"FSGL T-132","T","S",16,16,20]
[null,"FTHL11","F","S",18,18,7]
[null,"FTHL12","F","S",16,16,7]
[null,"FTHL T-051","T","S",15,15,7]
[null,"FTLD11","F","S",18,18," "]
[null,"FTLD12","F","S",16,16," "]
[null,"FTLD T-061","T","S",15,15," "]
[null,"GARY11","F","S",17,17," "]
[null,"GARY12","F","S",19,19," "]
[null,"GARY13","F","S",18,18," "]
[null,"GARY14","F","S",17,17," "]
[null,"GARY15","F","S",16,16," "]
[null,"GARY16","F","S",18,18," "]
[null,"GARY T-131","T","S",16,16," "]
[null,"GARY T-132","T","S",17,17," "]
[null,"GEMM11","F","S",19,19,8]
[null,"GEMM12","F","S",19,19,8]
[null,"GEMM13","F","W",8,19,8]
[null,"GEMM14","F","S",18,18,8]
[null,"GEMM T-061","T","S",18,18,8]
[null,"GEMM T-062","T","S",19,19,5]
[null,"GFRY11","F","W",17,null,17]
[null,"GFRY12","F","S",18,18," "]
[null,"GFRY13","F","S",14,14," "]
[null,"GFRY T-131","T","S",17,17," "]
[null,"GGRU11","F","S",16,16,9]
[null,"GGRU12","F","S",18,18,7]
[null,"GGRU T-051","T","S",16,16,9]
[null,"GGRU T-052","T","S",18,18,7]
[null,"GNVY11","F","S",14,14,10]
[null,"GNVY12","F","S",17,17,13]
[null,"GNVY13","F","S",13,13,2]
[null,"GNVY T-061","T","S",13,13]
[null,"GOWN41","F","S",14,14," "]
[null,"GOWN42","F","W",16,null,16]
[null,"GOWN43","F","S",14,14," "]
[null,"GOWN44","F","S",{"$f":"IF(OR(D391=\"S\",D391=\"D\"),F391,G391)","v":15},15," "]
[null,"GOWNO43_","F","S",18,18," "]
[null,"GOWN T-131","T","S",14,14," "]
[null,"GOWN T-132","T","S",0,null," "]
[null,"GRVE11","F","S",17,17," "]
[null,"GRVE12","F","S",16,16," "]
[null,"GRVE13","F","S",14,14," "]
[null,"GRVE14","F","S",13,13," "]
[null,"GRVE15","F","S",14,14," "]
[null,"GRVE16","F","S",18,18," "]
[null,"GRVE17","F","S",14,14," "]
[null,"GRVE18","F","S",16,16," "]
[null,"GRVE19","F","S",15,15," "]
[null,"GRVE21","F","S",15,15," "]
[null,"GRVE22","F","S",16,16," "]
[null,"GRVE T-131","T","S",17,17," "]
[null,"GRVE T-132","T","S",15,15," "]
[null,"GRVE T-133","T","S",15,15," "]
[null,"HALY11","F","W",7,18,7]
[null,"HALY12","F","W",7,18,7]
[null,"HALY13","F","W",8,16,8]
[null,"HALY14","F","W",18,20,18]
[null,"HALY15","F","W",8,22,8]
[null,"HALY T-131","T","W",8,18,8]
[null,"HAVN41","F","S",16,16,9]
[null,"HAVN42","F","S",17,17,19]
[null,"HAVN T-131","T","S",21,21,18]
[null,"HAVN T-132","T","S",20,20,8]
[null,"HBND32","F","W",8,20,8]
[null,"HBND33","F","W",21,18,21]
[null,"HBND41","F","W",9,18,9]
[null,"HBND42","F","W",7,18,7]
[null,"HBND T-061","T","W",9,20,9]
[null,"HBND T-062","T","W",9,17,9]
[null,"HDLK11","F","W",10,null,10]
[null,"HDLK T-061","T","W",10,null,10]
[null,"HDSP11","F","S",17,17," "]
[null,"HDSP12","F","W",11,null,11]
[null,"HDSP T-131","T","S",18,18," "]
[null,"HFWY11","F","W",8,19,8]
[null,"HFWY12","F","W",8,17,8]
[null,"HFWY T-061","T","W",7,17,7]
[null,"HGSN11","F","S",14,14,8]
[null,"HGSN12","F","S",21,21,10]
[null,"HGSN13","F","S",19,19,9]
[null,"HGSN T-051","T","S",19,19,8]
[null,"HGSN T-052","T","S",14,14,8]
[null,"HGTN11","F","S",15,15," "]
[null,"HGTN12","F","S",18,18," "]
[null,"HGTN T-061","T","S",19,19," "]
[null,"HILL11","F","S",14,14,10]
[null,"HILL12","F","S",18,18,18]
[null,"HILL13","F","S",17,17,17]
[null,"HILL14","F","S",16,16,17]
[null,"HILL15","F","S",17,17,17]
[null,"HILL16","F","S",16,16,17]
[null,"HILL17","F","S",18,18," "]
[null,"HILL T-131","T","S",17,17,12]
[null,"HILL T-132","T","S",17,17,17]
[null,"HINE T-131","T","S",0,null," "]
[null,"HLND11","F","S",18,18,17]
[null,"HLND12","F","W",18,19,18]
[null,"HLND13","F","S",18,18,18]
[null,"HLND14","F","S",8,8,8]
[null,"HLND T-131","T","S",{"$f":"IF(OR(D455=\"S\",D455=\"D\"),F455,G455)","v":18},18,17]
[null,"HMDL11","F","W",8,17,8]
[null,"HMDL12","F","W",7,18,7]
[null,"HMDL13","F","W",8,16,8]
[null,"HMDL14","F","W",7,18,7]
[null,"HMDL T-061","T","W",8,17,8]
[null,"HMDL T-062","T","W",8,18,8]
[null,"HOLY11","F","S",20,20,18]
[null,"HOLY12","F","S",19,19,10]
[null,"HOLY13","F","S",21,21,9]
[null,"HOLY14","F","W",16,21,16]
[null,"HOLY T-061","T","S",17,17,18]
[null,"HOPE11","F","S",22,22,7]
[null,"HOPE T-061","T","S",18,18,7]
[null,"HPKD11","F","S",15,15," "]
[null,"HPKD12","F","S",16,16," "]
[null,"HPKD T-131","T","S",16,16," "]
[null,"HPVY11","F","S",18,18,18]
[null,"HPVY12","F","W",3,19,3]
[null,"HPVY13","F","S",18,18,17]
[null,"HPVY14","F","W",7,17,7]
[null,"HPVY15","F","S",18,18," "]
[null,"HPVY T-131","T","S",18,18,18]
[null,"HRPR11","F","S",19,19," "]
[null,"HRPR12","F","S",18,18," "]
[null,"HRPR T-061","T","S",16,16," "]
[null,"HSDL11","F","S",18,18," "]
[null,"HSDL12","F","S",19,19," "]
[null,"HSDL13","F","S",18,18," "]
[null,"HSDL14","F","S",18,18," "]
[null,"HSDL15","F","S",16,16," "]
[null,"HSDL16","F","S",17,17," "]
[null,"HSDL17","F","S",19,19," "]
[null,"HSDL T-131","T","S",18,18," "]
[null,"HSDL T-132","T","S",0,null," "]
[null,"HSTN11","F","W",7,15,7]
[null,"HSTN12","F","S",20,20,7]
[null,"HSTN13","F","S",13,13,7]
[null,"HSTN T-061","T","S",16,16,7]
[null,"HTHL11","F","S",18,18," "]
[null,"HTHL T-061","T","S",18,18," "]
[null,"HTSU T-231","T","S",18,18,8]
[null,"HTSU T-232","T","S",18,18,8]
[null,"HTSU T-233","T","S",18,18,8]
[null,"HULN11","F","S",19,19,15]
[null,"HULN12","F","S",20,20,12]
[null,"HULN13","F","S",21,21,6]
[null,"HULN T-051","T","S",20,20,6]
[null,"HYDA41","F","S",20,20,10]
[null,"HYDA42","F","W",8,20,8]
[null,"HYDA43","F","S",15,15,8]
[null,"HYDA44","F","D",18,18,19]
[null,"HYDA T-131","T","S",20,20,8]
[null,"HYDA T-132","T","S",19,19,18]
[null,"ILND11","F","S",21,21,17]
[null,"ILND12","F","S",12,12,11]
[null,"ILND13","F","S",15,15,10]
[null,"ILND T-061","T","S",11,11,7]
[null,"JBDG11","F","S",17,17," "]
[null,"JBDG T-061","T","S",17,17," "]
[null,"JKSN41","F","S",21,21,17]
[null,"JKSN T-0PA","T","S",21,21,17]
[null,"JMSN11","F","S",21,21,7]
[null,"JMSN12","F","S",21,21,5]
[null,"JMSN T-061","T","S",{"$f":"IF(OR(D519=\"S\",D519=\"D\"),F519,G519)","v":9},9,7]
[null,"JNCN41","F","S",21,21,5]
[null,"JNCN42","F","S",22,22,7]
[null,"JNCN43","F","S",21,21,7]
[null,"JNCN45","F","S",20,20,8]
[null,"JNCN T-131","T","S",21,21,14]
[null,"JNCN T-132","T","S",20,20,8]
[null,"JNGH11","F","S",19,19," "]
[null,"JNGH T-061","T","S",19,19," "]
[null,"JNTA11","F","W",10,21,10]
[null,"JNTA12","F","W",8,18,8]
[null,"JNTA T-061","T","S",19,19,9]
[null,"JNVY11","F","W",6,10,6]
[null,"JNVY12","F","W",7,17,7]
[null,"JNVY31","F","S",17,17,2]
[null,"JNVY T-061","T","S",17,17,2]
[null,"JNVY T-062","T","W",7,18,7]
[null,"JPLN11","F","S",15,15," "]
[null,"JPLN12","F","S",16,16," "]
[null,"JPLN13","F","S",17,17," "]
[null,"JPLN14","F","S",15,15," "]
[null,"JPLN41","F","S",17,17," "]
[null,"JPLN42","F","S",17,17," "]
[null,"JPLN T-131","T","S",16,16," "]
[null,"JPLN T-132","T","S",17,17," "]
[null,"JROM11","F","W",10,16,10]
[null,"JROM12","F","S",19,19,17]
[null,"JROM13","F","W",9,15,9]
[null,"JROM14","F","W",18,18,18]
[null,"JROM15","F","S",13,13,8]
[null,"JROM16","F","S",16,16,7]
[null,"JROM T-131","T","S",18,18,18]
[null,"JROM T-132","T","D",15,15,8]
[null,"KBLY11","F","S",18,18,7]
[null,"KBLY12","F","S",17,17,7]
[null,"KBLY13","F","S",18,18,20]
[null,"KBLY14","F","S",7,7,7]
[null,"KBLY T-131","T","S",18,18,8]
[null,"KCHM11","F","W",9,16,9]
[null,"KCHM12","F","W",8,18,8]
[null,"KCHM13","F","W",9,17,9]
[null,"KCHM14","F","W",11,16,11]
[null,"KCHM15","F","W",17,18,17]
[null,"KCHM16","F","W",9,15,9]
[null,"KCHM17","F","W",10,8,10]
[null,"KCHM18","F","W",18,21,18]
[null,"KCHM T-131","T","W",9,9,9]
[null,"KCHM T-132","T","W",9,18,9]
[null,"KNYN11","F","S",14,14,14]
[null,"KNYN12","F","S",17,17,7]
[null,"KNYN13","F","S",15,15,8]
[null,"KNYN14","F","S",20,20,8]
[null,"KNYN T-061","T","S",17,17,14]
[null,"KNYN T-062","T","S",21,21,8]
[null,"KPRT T-231","T","S",20,20," "]
[null,"KPRT T-232","T","S",20,20," "]
[null,"KPRT T-341","T","S",12,12," "]
[null,"KRCH11","F","S",14,14,6]
[null,"KRCH12","F","S",15,15,14]
[null,"KRCH13","F","S",16,16,13]
[null,"KRCH T-131","T","S",15,15,14]
[null,"KRMR41","F","S",10,10,7]
[null,"KRMR42","F","S",22,22,8]
[null,"KRMR43","F","W",10,14,10]
[null,"KRMR44","F","S",{"$f":"IF(OR(D583=\"S\",D583=\"D\"),F583,G583)","v":21},21,12]
[null,"KRMR T-131","T","S",21,21,7]
[null,"KRMR T-132","T","S",22,22,14]
[null,"KUNA11","F","S",9,9," "]
[null,"KUNA12","F","S",17,17," "]
[null,"KUNA13","F","S",18,18," "]
[null,"KUNA14","F","S",18,18," "]
[null,"KUNA15","F","S",19,19," "]
[null,"KUNA16","F","S",16,16," "]
[null,"KUNA T-131","T","S",19,19," "]
[null,"KUNA T-132","T","S",0,null," "]
[null,"LAKE11","F","S",19,19,7]
[null,"LAKE12","F","S",18,18,20]
[null,"LAKE T-061","T","S",15,15,9]
[null,"LAMB11","F","D",13,13,13]
[null,"LAMB12","F","S",13,13,4]
[null,"LAMB T-131","T","S",21,21,16]
[null,"LAVA11","F","S",16,16,10]
[null,"LAVA12","F","S",20,20,16]
[null,"LAVA T-051","T","S",21,21,17]
[null,"LCNS11","F","S",20,20,8]
[null,"LCNS12","F","D",17,17,19]
[null,"LCNS T-131","T","D",20,20,9]
[null,"LCST41","F","S",18,18," "]
[null,"LCST42","F","S",18,18," "]
[null,"LCST43","F","S",16,16," "]
[null,"LCST44","F","S",19,19," "]
[null,"LCST45","F","S",16,16," "]
[null,"LCST46","F","S",17,17," "]
[null,"LCST T-131","T","S",17,17," "]
[null,"LCST T-132","T","S",18,18," "]
[null,"LCST T-133","T","S",17,17," "]
[null,"LCST T-231","T","S",0,null," "]
[null,"LCST T-232","T","S",0,null," "]
[null,"LIME11","F","S",17,17," "]
[null,"LIME T-061","T","S",17,17," "]
[null,"LKFK41","F","W",8,18,8]
[null,"LKFK42","F","W",9,18,9]
[null,"LKFK T-131","T","W",9,18,9]
[null,"LMHI41","F","W",14,19,14]
[null,"LMHI42","F","W",14,19,14]
[null,"LMHI T-061","T","S",21,21,7]
[null,"LNDN11","F","S",15,15,9]
[null,"LNDN12","F","S",16,16,10]
[null,"LNDN13","F","S",17,17,17]
[null,"LNDN14","F","S",17,17,9]
[null,"LNDN15","F","S",17,17,18]
[null,"LNDN17","F","W",13,7,13]
[null,"LNDN18","F","W",8,16,8]
[null,"LNDN T-131","T","W",8,16,8]
[null,"LNDN T-132","T","S",17,17,18]
[null,"LNSG11","F","S",19,19,17]
[null,"LNSG12","F","S",17,17,18]
[null,"LNSG13","F","S",16,16,8]
[null,"LNSG14","F","S",19,19,7]
[null,"LNSG15","F","S",18,18," "]
[null,"LNSG16","F","S",18,18," "]
[null,"LNSG T-131","T","S",19,19,8]
[null,"MCAL11","F","W",8,18,8]
[null,"MCAL12","F","W",9,17,9]
[null,"MCAL41","F","W",9,18,9]
[null,"MCAL42","F","W",8,20,8]
[null,"MCAL T-131","T","W",8,18,8]
[null,"MCAL T-133","T","W",8,18,8]
[null,"MCRN T-131","T","D",{"$f":"IF(OR(D647=\"S\",D647=\"D\"),F647,G647)","v":0},null," "]
[null,"MCRN T-132","T","S",0,null," "]
[null,"MCRN T-133","T","S",0,null," "]
[null,"MCRN T-134","T","S",0,null," "]
[null,"MDRS11","F","S",17,17,17]
[null,"MDRS12","F","S",17,17,18]
[null,"MDRS13","F","S",18,18,17]
[null,"MDRS14","F","S",17,17,18]
[null,"MDRS15","F","S",18,18,18]
[null,"MDRS16","F","S",12,12," "]
[null,"MDRS17","F","S",12,12," "]
[null,"MDRS T-131","T","S",17,17,18]
[null,"MDRT11","F","S",18,18," "]
[null,"MDRT12","F","S",16,16," "]
[null,"MDRT13","F","S",19,19," "]
[null,"MDRT14","F","S",17,17," "]
[null,"MDRT T-131","T","S",18,18," "]
[null,"MDVA11","F","W",7,19,7]
[null,"MDVA T-061","T","W",7,19,7]
[null,"MHAB11","F","S",14,14," "]
[null,"MHAB12","F","S",17,17," "]
[null,"MHAB13","F","S",15,15," "]
[null,"MHAB T-061","T","S",16,16," "]
[null,"MHAB T-131","T","S",15,15," "]
[null,"MLBA11","F","W",10,19,10]
[null,"MLBA12","F","S",19,19,9]
[null,"MLBA T-061","T","S",17,17,7]
[null,"MLNR41","F","S",18,18,6]
[null,"MLNR42","F","S",16,16,10]
[null,"MLNR43","F","S",16,16,15]
[null,"MLNR T-061","T","S",9,9,18]
[null,"MLNR T-131","T","S",10,10,9]
[null,"MLNR T-132","T","S",14,14,7]
[null,"MLNR T-133","T","S",16,16,15]
[null,"MLPR T-131","T","S",16,16,16]
[null,"MNHM11","F","S",15,15," "]
[null,"MNHM12","F","W",17,null,17]
[null,"MNHM13","F","S",16,16," "]
[null,"MNHM T-061","T","S",17,17," "]
[null,"MOON41","F","S",17,17,8]
[null,"MOON42","F","S",9,9,9]
[null,"MOON T-131","T","S",21,21,9]
[null,"MORA41","F","W",17,null,17]
[null,"MORA42","F","S",13,13," "]
[null,"MORA43","F","S",18,18," "]
[null,"MORA44","F","S",17,17," "]
[null,"MORA45","F","S",18,18," "]
[null,"MORA T-131","T","S",18,18," "]
[null,"MORA T-132","T","S",19,19," "]
[null,"MPRK11","F","S",16,16,6]
[null,"MPRK12","F","S",9,9,15]
[null,"MPRK T-061","T","S",16,16,8]
[null,"MPSN T-231","T","S",18,18,8]
[null,"MRBT41","F","S",15,15,9]
[null,"MRBT42","F","S",18,18,8]
[null,"MRBT T-061","T","S",14,14,9]
[null,"MRDN11","F","S",16,16," "]
[null,"MRDN12","F","S",18,18," "]
[null,"MRDN13","F","S",15,15," "]
[null,"MRDN14","F","S",15,15," "]
[null,"MRDN15","F","S",16,16," "]
[null,"MRDN16","F","S",16,16," "]
[null,"MRDN17","F","W",18,null,18]
[null,"MRDN T-131","T","S",15,15," "]
[null,"MRDN T-132","T","S",{"$f":"IF(OR(D711=\"S\",D711=\"D\"),F711,G711)","v":16},16," "]
[null,"MRLD41","F","S",22,22,9]
[null,"MRLD42","F","S",20,20,16]
[null,"MRLD43","F","S",21,21,17]
[null,"MRLD T-051","T","S",20,20,7]
[null,"MRLD T-052","T","S",21,21,17]
[null,"MRPL1","F","S",18,18," "]
[null,"MRPL T-051","T","S",18,18," "]
[null,"MSPE11","F","S",16,16,3]
[null,"MSPE T-051","T","S",17,17,3]
[null,"MTCY41","F","S",17,17," "]
[null,"MTCY T-061","T","S",17,17," "]
[null,"NHBT11","F","S",21,21,12]
[null,"NHBT12","F","S",20,20,7]
[null,"NHBT T-131","T","S",20,20,20]
[null,"NMPA11","F","W",17,15,17]
[null,"NMPA12","F","S",17,17," "]
[null,"NMPA14","F","S",16,16,18]
[null,"NMPA15","F","S",16,16,17]
[null,"NMPA16","F","S",17,17,0]
[null,"NMPA17","F","S",15,15,15]
[null,"NMPA18","F","W",10,12,10]
[null,"NMPA19","F","S",14,14,13]
[null,"NMPA20","F","S",16,16,8]
[null,"NMPA21","F","D",14,14,6]
[null,"NMPA22","F","S",18,18,17]
[null,"NMPA T-132","T","W",10,17,10]
[null,"NMPA T-133","T","S",15,15,9]
[null,"NMPA T-134","T","S",16,16,18]
[null,"NMPA T-235","T","S",17,17,18]
[null,"NTVW11","F","W",9,18,9]
[null,"NTVW12","F","W",8,16,8]
[null,"NTVW13","F","W",9,18,9]
[null,"NTVW14","F","S",17,17," "]
[null,"NTVW T-131","T","W",9,17,9]
[null,"NWMS41","F","W",8,18,8]
[null,"NWMS42","F","W",9,19,9]
[null,"NWMS T-131","T","W",8,18,8]
[null,"NWPM11","F","W",7,20,7]
[null,"NWPM12","F","W",7,17,7]
[null,"NWPM13","F","W",9,15,9]
[null,"NWPM T-061","T","W",8,19,8]
[null,"NYSA11","F","W",9,15,9]
[null,"NYSA12","F","W",8,13,8]
[null,"NYSA13","F","D",18,18,7]
[null,"NYSA14","F","W",8,17,8]
[null,"NYSA15","F","W",9,21,9]
[null,"NYSA T-061","T","W",8,19,8]
[null,"NYSA T-062","T","W",9,18,9]
[null,"OCHD41","F","S",19,19," "]
[null,"OCHD42","F","S",10,10," "]
[null,"OCHD43","F","S",18,18," "]
[null,"OCHD T-061","T","S",19,19," "]
[null,"OCHD T-062","T","W",5,null,5]
[null,"OIDA11","F","W",11,14,11]
[null,"OIDA12","F","S",14,14,21]
[null,"OIDA T-061","T","D",16,16,18]
[null,"OKLY11","F","W",7,13,7]
[null,"OKLY12","F","S",19,19,7]
[null,"OKLY13","F","S",21,21,21]
[null,"OKLY T-061","T","S",19,19,7]
[null,"OLAA11","F","W",18,null,18]
[null,"OLAA T-061","T","W",18,null,18]
[null,"ONTO14","F","S",18,18,7]
[null,"ONTO15","F","W",{"$f":"IF(OR(D775=\"S\",D775=\"D\"),F775,G775)","v":15},14,15]
[null,"ONTO18","F","W",18,18,18]
[null,"ONTO19","F","W",8,18,8]
[null,"ONTO20","F","S",15,15,8]
[null,"ONTO23","F","W",18,19,18]
[null,"ONTO24","F","W",6,16,6]
[null,"ONTO25","F","S",13,13,13]
[null,"ONTO T-131","T","S",19,19,8]
[null,"ONTO T-132","T","S",19,19,8]
[null,"ONTO T-133","T","S",19,19,8]
[null,"ONTO T-134","T","W",8,16,8]
[null,"ONTO T-135","T","S",17,17,8]
[null,"PAET11","F","S",16,16,9]
[null,"PAET12","F","S",16,16,8]
[null,"PAET13","F","W",7,18,7]
[null,"PAET14","F","W",7,17,7]
[null,"PAET T-131","T","W",8,16,8]
[null,"PAUL41","F","S",13,13,7]
[null,"PAUL42","F","S",20,20,15]
[null,"PAUL43","F","S",14,14,18]
[null,"PAUL44","F","S",12,12,11]
[null,"PAUL T-131","T","S",19,19,14]
[null,"PAUL T-132","T","S",20,20,19]
[null,"PCKT41","F","S",15,15,8]
[null,"PCKT T-131","T","S",15,15,8]
[null,"PNCK11","F","S",17,17," "]
[null,"PNCK12","F","S",19,19," "]
[null,"PNCK T-061","T","S",16,16," "]
[null,"PNGE41","F","S",21,21,10]
[null,"PNGE42","F","S",21,21,14]
[null,"PNGE43","F","S",14,14,17]
[null,"PNGE T-131","T","S",14,14,9]
[null,"PNGE T-132","T","S",21,21,7]
[null,"PNGE T-133","T","S",11,11,17]
[null,"PNUF41","F","W",8,14,8]
[null,"PNUF42","F","W",7,18,7]
[null,"PNUF T-131","T","W",7,19,7]
[null,"POCO11","F","W",18,18,18]
[null,"POCO12","F","W",18,18,18]
[null,"POCO13","F","S",18,18,18]
[null,"POCO14","F","W",18,17,18]
[null,"POCO15","F","W",18,18,18]
[null,"POCO16","F","S",18,18,18]
[null,"POCO T-053","T","W",18,19,18]
[null,"POCO T-054","T","D",16,16,11]
[null,"POLN11","F","S",19,19,17]
[null,"POLN12","F","W",7,18,7]
[null,"POLN13","F","S",15,15,12]
[null,"POLN T-131","T","S",18,18,7]
[null,"PRIN11","F","S",17,17,6]
[null,"PRIN12","F","S",9,9,6]
[null,"PRIN T-051","T","S",20,20,6]
[null,"PRMA11","F","W",9,16,9]
[null,"PRMA12","F","W",7,17,7]
[null,"PRMA41","F","S",16,16,8]
[null,"PRMA42","F","S",19,19,7]
[null,"PRMA T-061","T","W",8,16,8]
[null,"PRMA T-062","T","S",16,16,8]
[null,"PRMA T-063","T","S",19,19," "]
[null,"PTSN T-231","T","W",8,17,8]
[null,"PTVY41","F","S",20,20,7]
[null,"PTVY42","F","S",20,20,11]
[null,"PTVY43","F","S",11,11,15]
[null,"PTVY44","F","S",1,1,9]
[null,"PTVY T-131","T","S",{"$f":"IF(OR(D839=\"S\",D839=\"D\"),F839,G839)","v":20},20,9]
[null,"PTVY T-132","T","S",11,11,6]
[null,"QUTZ T-131","T","S",0,null," "]
[null,"QUTZ T-132","T","S",0,null," "]
[null,"RKFD11","F","S",22,22,8]
[null,"RKFD12","F","S",21,21,7]
[null,"RKFD13","F","S",10,10,10]
[null,"RKFD14","F","S",22,22,10]
[null,"RKFD T-051","T","S",22,22,7]
[null,"RKFD T-052","T","S",22,22,9]
[null,"RSET11","F","S",14,14,12]
[null,"RSET12","F","D",22,22,22]
[null,"RSET13","F","D",16,16,1]
[null,"RSET14","F","S",21,21,12]
[null,"RSET T-131","T","S",15,15,11]
[null,"RSFK11","F","S",20,20,16]
[null,"RSFK12","F","W",12,14,12]
[null,"RSFK T-051","T","S",20,20,16]
[null,"SAMN12","F","W",8,18,8]
[null,"SAMN13","F","W",9,15,9]
[null,"SAMN14","F","W",8,10,8]
[null,"SAMN41","F","W",7,16,7]
[null,"SAMN42","F","W",7,19,7]
[null,"SAMN T-062","T","W",7,18,7]
[null,"SAMN T-063","T","W",15,null,15]
[null,"SAMN T-121","T","W",18,null,18]
[null,"SCOT T-061","T","S",0,null," "]
[null,"SCSU41","F","S",20,20,8]
[null,"SCSU42","F","S",15,15,10]
[null,"SCSU T-131","T","S",9,9,9]
[null,"SHSH11","F","W",19,19,19]
[null,"SHSH12","F","S",17,17,17]
[null,"SHSH T-051","T","W",17,19,17]
[null,"SIPN41","F","S",17,17,18]
[null,"SIPN42","F","S",21,21,7]
[null,"SIPN43","F","S",18,18,17]
[null,"SIPN44","F","S",15,15,11]
[null,"SIPN T-131","T","W",9,18,9]
[null,"SIPN T-132","T","S",15,15,17]
[null,"SKWY11","F","S",17,17,10]
[null,"SKWY12","F","S",13,13," "]
[null,"SKWY13","F","S",13,13," "]
[null,"SKWY14","F","S",13,13,9]
[null,"SKWY T-131","T","S",16,16,10]
[null,"SLVR41","F","S",14,14,8]
[null,"SLVR42","F","S",18,18,6]
[null,"SLVR T-131","T","S",16,16,7]
[null,"SMFY11","F","W",8,18,8]
[null,"SMFY12","F","S",18,18]
[null,"SMFY T-061","T","W",18,null,18]
[null,"SMPT11","F","S",19,19,16]
[null,"SMPT12","F","S",15,15,11]
[null,"SMPT13","F","S",13,13,14]
[null,"SMPT14","F","S",18,18,13]
[null,"SMPT T-131","T","S",15,15,9]
[null,"SMPT T-132","T","S",15,15,15]
[null,"SOPK11","F","W",8,14,8]
[null,"SOPK12","F","W",7,19,7]
[null,"SOPK T-051","T","W",7,19,7]
[null,"SPVY11","F","S",18,18," "]
[null,"SPVY T-131","T","S",18,18," "]
[null,"SRCK1","F","S",23,23," "]
[null,"SRCK2","F","S",20,20," "]
[null,"SRCK3","F","S",6,6," "]
[null,"SRCK4","F","S",{"$f":"IF(OR(D903=\"S\",D903=\"D\"),F903,G903)","v":15},15," "]
[null,"SRCK41","F","S",15,15," "]
[null,"SRCK42","F","S",17,17," "]
[null,"SRCK T-131","T","S",7,7," "]
[null,"SRCK T-132","T","S",15,15," "]
[null,"SRCK T-133","T","S",17,17," "]
[null,"SRLG11","F","S",4,4,9]
[null,"SRLG12","F","S",21,21,11]
[null,"SRLG T-051","T","S",4,4,9]
[null,"SRLG T-052","T","S",21,21,11]
[null,"STAR11","F","S",13,13," "]
[null,"STAR12","F","W",18,null,18]
[null,"STAR13","F","S",19,19," "]
[null,"STAR14","F","S",18,18," "]
[null,"STAR15","F","S",16,16," "]
[null,"STAR16","F","S",17,17," "]
[null,"STAR T-131","T","S",18,18," "]
[null,"STAR T-132","T","S",18,18," "]
[null,"STAT11","F","S",18,18," "]
[null,"STAT12","F","S",18,18," "]
[null,"STAT13","F","S",18,18," "]
[null,"STAT14","F","W",14,null,14]
[null,"STAT15","F","S",18,18," "]
[null,"STAT16","F","S",18,18," "]
[null,"STAT17","F","S",18,18," "]
[null,"STAT T-061","T","S",18,18," "]
[null,"STAT T-062","T","S",18,18," "]
[null,"STPK T-061","T","S",0,null," "]
[null,"STRD11","F","S",16,16," "]
[null,"STRD12","F","S",16,16," "]
[null,"STRD13","F","S",19,19," "]
[null,"STRD14","F","S",17,17," "]
[null,"STRD15","F","S",16,16," "]
[null,"STRD16","F","S",18,18," "]
[null,"STRD T-131","T","S",16,16," "]
[null,"STRD T-132","T","S",0,null," "]
[null,"SUGR41","F","W",7,22,7]
[null,"SUGR42","F","W",8,13,8]
[null,"SUGR T-131","T","W",19,22,19]
[null,"SUGR T-132","T","W",8,13,8]
[null,"SWPO T-131","T","W",14,null,14]
[null,"TABR12","F","S",5,5,22]
[null,"TABR T-051","T","S",5,5,22]
[null,"TERY11","F","S",14,14,10]
[null,"TERY12","F","W",8,19,8]
[null,"TERY13","F","S",18,18]
[null,"TERY14","F","S",17,17,18]
[null,"TERY15","F","W",18,15,18]
[null,"TERY16","F","W",10,17,10]
[null,"TERY17","F","S",17,17,16]
[null,"TERY T-131","T","W",10,16,10]
[null,"TERY T-132","T","W",19,18,19]
[null,"TERY T-133","T","S",17,17,16]
[null,"TEST11","F","S",0,null," "]
[null,"TEST T-131","T","S",0,null," "]
[null,"TEWS11","F","S",18,18," "]
[null,"TEWS T-061","T","S",18,18," "]
[null,"TFPR T-131","T","D",23,23,20]
[null,"TFPR T-132","T","S",22,22,18]
[null,"TFSN12","F","S",17,17,18]
[null,"TFSN13","F","S",17,17,18]
[null,"TFSN14","F","W",18,17,18]
[null,"TFSN15","F","W",18,17,18]
[null,"TFSN16","F","W",18,16,18]
[null,"TFSN17","F","S",{"$f":"IF(OR(D967=\"S\",D967=\"D\"),F967,G967)","v":16},16,17]
[null,"TFSN18","F","S",15,15,10]
[null,"TFSN19","F","S",16,16,10]
[null,"TFSN20","F","S",17,17,17]
[null,"TFSN T-131","T","S",20,20,7]
[null,"TFSN T-132","T","S",20,20,7]
[null,"TFSN T-133","T","S",17,17,18]
[null,"TFSN T-134","T","S",17,17,18]
[null,"THCK11","F","S",18,18," "]
[null,"THCK41","F","S",18,18," "]
[null,"THCK T-061","T","S",18,18," "]
[null,"THCK T-062","T","S",18,18," "]
[null,"TMRK11","F","W",8,9,8]
[null,"TMRK12","F","W",8,15,8]
[null,"TMRK T-131","T","W",9,15,9]
[null,"TNDY11","F","S",19,19,9]
[null,"TNDYR061","T","S",18,18]
[null,"TNDY T-061","T","S",19,19,9]
[null,"TNML11","F","S",16,16," "]
[null,"TNML12","F","S",18,18," "]
[null,"TNML13","F","S",17,17," "]
[null,"TNML14","F","S",15,15," "]
[null,"TNML15","F","S",18,18," "]
[null,"TNML17","F","S",19,19," "]
[null,"TNML18","F","S",18,18," "]
[null,"TNML T-131","T","S",16,16," "]
[null,"TNML T-132","T","S",18,18," "]
[null,"TOPN41","F","S",21,21,7]
[null,"TOPN42","F","S",14,14,10]
[null,"TOPN T-131","T","S",20,20,9]
[null,"Transformer1","T","S",0,null," "]
[null,"TYHE11","F","S",18,18,7]
[null,"TYHE12","F","S",18,18,6]
[null,"TYHE T-051","T","S",18,18,7]
[null,"UNTY11","F","W",8,13,8]
[null,"UNTY12","F","S",21,21,7]
[null,"UNTY T-061","T","S",21,21,18]
[null,"USTK11","F","S",17,17," "]
[null,"USTK12","F","S",16,16," "]
[null,"USTK13","F","S",18,18," "]
[null,"USTK14","F","S",17,17," "]
[null,"USTK15","F","S",16,16," "]
[null,"USTK16","F","S",18,18," "]
[null,"USTK17","F","S",17,17," "]
[null,"USTK18","F","S",18,18," "]
[null,"USTK T-131","T","S",18,18," "]
[null,"USTK T-132","T","S",16,16," "]
[null,"VALE11","F","W",8,16,8]
[null,"VALE12","F","W",19,22,19]
[null,"VALE13","F","S",17,17,8]
[null,"VALE14","F","S",14,14,8]
[null,"VALE15","F","S",17,17,8]
[null,"VALE T-061","T","W",8,18,8]
[null,"VLVU11","F","S",18,18,17]
[null,"VLVU12","F","S",18,18,18]
[null,"VLVU13","F","S",17,17,17]
[null,"VLVU14","F","W",18,null,18]
[null,"VLVU15","F","S",18,18," "]
[null,"VLVU16","F","S",18,18," "]
[null,"VLVU T-131","T","S",18,18,17]
[null,"VTRY11","F","S",16,16," "]
[null,"VTRY12","F","W",18,null,18]
[null,"VTRY13","F","S",18,18," "]
[null,"VTRY14","F","S",15,15," "]
[null,"VTRY15","F","S",{"$f":"IF(OR(D1031=\"S\",D1031=\"D\"),F1031,G1031)","v":16},16," "]
[null,"VTRY16","F","S",17,17," "]
[null,"VTRY17","F","S",15,15," "]
[null,"VTRY18","F","S",18,18," "]
[null,"VTRY T-131","T","S",15,15," "]
[null,"VTRY T-132","T","S",16,16," "]
[null,"WARE11","F","S",17,17,8]
[null,"WARE12","F","S",16,16,7]
[null,"WARE T-061","T","S",16,16,10]
[null,"WBUT11","F","S",22,22,10]
[null,"WBUT12","F","S",21,21,7]
[null,"WBUT13","F","S",14,14,19]
[null,"WBUT T-051","T","S",19,19,6]
[null,"WESR11","F","W",8,19,8]
[null,"WESR12","F","S",12,12,7]
[null,"WESR13","F","W",8,19,8]
[null,"WESR14","F","W",8,18,8]
[null,"WESR15","F","S",18,18,7]
[null,"WESR16","F","D",15,15,9]
[null,"WESR T-061","T","W",7,18,7]
[null,"WESR T-062","T","S",17,17,9]
[null,"WESR T-131","T","S",18,18,7]
[null,"WILS11","F","S",19,19,7]
[null,"WILS12","F","D",18,18,17]
[null,"WILS13","F","W",7,18,7]
[null,"WILS14","F","S",18,18," "]
[null,"WILS15","F","S",16,16," "]
[null,"WILS16","F","S",17,17," "]
[null,"WILS T-131","T","S",18,18,7]
[null,"WLDR11","F","S",13,13,14]
[null,"WLDR12","F","S",18,18,17]
[null,"WLDR T-061","T","S",16,16,17]
[null,"WMLK11","F","S",9,9]
[null,"WMLK13","F","S",9,9]
[null,"WMLK T-061","T","S",9,9]
[null,"WNDL11","F","S",20,20,10]
[null,"WNDL12","F","D",22,22,19]
[null,"WNDL13","F","W",19,null,19]
[null,"WNDL T-041","T","S",22,22,11]
[null,"WWCK11","F","S",19,19,10]
[null,"WWCK12","F","W",7,17,7]
[null,"WWCK T-131","T","S",19,19,7]
[null,"WYEE11","F","D",16,16," "]
[null,"WYEE12","F","S",17,17," "]
[null,"WYEE13","F","S",18,18," "]
[null,"WYEE14","F","S",17,17," "]
[null,"WYEE15","F","S",16,16," "]
[null,"WYEE16","F","S",14,14," "]
[null,"WYEE17","F","S",17,17," "]
[null,"WYEE18","F","S",18,18," "]
[null,"WYEE19","F","S",17,17," "]
[null,"WYEE20","F","S",15,15," "]
[null,"WYEE T-131","T","S",16,16," "]
[null,"WYEE T-132","T","S",17,17," "]
[null,"WYEE T-133","T","S",16,16," "]
[null,"ZLOG11","F","S",23,23,20]
[null,"ZLOG12","F","S",16,16,20]
[null,"ZLOG13","F","S",16,16,14]
[null,"ZLOG15","F","W",7,15,7]
[null,"ZLOG16","F","S",14,14,12]
[null,"ZLOG17","F","D",14,14,9]
[null,"ZLOG18","F","S",15,15,17]
[null,"ZLOG T-132","T","S",15,15,9]

{"sheet":"DER Output","index":7,"n_rows":41,"n_cols":24,"rows_kept":41,"cut":false,"hidden":false,"merged":[]}
[{"$f":"Summary!A1","v":"Appendix 4.15"}]
[{"$f":"Summary!A2","v":"Transmission and Distribution Avoided Capacity"}]
[]
[null,"Expected output of the nameplate capacity of all DER"]
[]
[null,null,"Hour"]
[null,"Peak","07:00:00","08:00:00","09:00:00","10:00:00","11:00:00","12:00:00","13:00:00","14:00:00","15:00:00","16:00:00","17:00:00","18:00:00","19:00:00","20:00:00"]
[null,"Hour",7,8,9,10,11,12,13,14,15,16,17,18,19,20]
[null,"Summer",{"$f":"VLOOKUP(C8,$S$18:$W$41,2,FALSE)","v":5.8404671396556272E-2},0.17099715675321933,0.33510518636371905,0.49368339993884308,0.61268395129924835,0.68105753758026133,0.68995601564450493,0.65426593965075153,0.57498529407079435,0.44781407722569133,0.30300399777640191,0.17224423800777711,7.5840560103576066E-2,2.0294966704587497E-2]
[null,"Winter",{"$f":"VLOOKUP(C8,$S$18:$W$41,3,FALSE)","v":1.6354374218706029E-3},2.4357194050013426E-2,9.9257193152337234E-2,0.19782039092133938,0.28017157321810982,0.32902180894886607,0.33734578552830136,0.27846114888120072,0.1862014198298606,8.1567307668477237E-2,1.5799980883983985E-2,5.535976984247182E-4,1.9564765866800441E-4,1.9796447973982056E-4]
[]
[]
[null,"Notes"]
[null,"These values come from a Matlab code that uses actual exports to develop an average expected generation by seasonal hour."]
[null,"These values are an average of actual exports by seasonal hour as a percentage of connected generation nameplate (size)."]
[]
[null,null,null,null,null,null,null,null,null,null,null,null,null,null,null,null,null,null,"HR","Summer","Winter","Summer","Winter","Possible Reduction"]
[null,null,null,null,null,null,null,null,null,null,null,null,null,null,null,null,null,null,0,5.9141103405834004E-4,1.5453152196228585E-4,{"$f":"T18","v":5.9141103405834004E-4},{"$f":"U18","v":1.5453152196228585E-4},0]
[null,null,null,null,null,null,null,null,null,null,null,null,null,null,null,null,null,null,1,5.900057498638237E-4,1.6520879138879176E-4,{"$f":"T19","v":5.900057498638237E-4},{"$f":"U19","v":1.6520879138879176E-4},0]
[null,null,null,null,null,null,null,null,null,null,null,null,null,null,null,null,null,null,2,4.9278511386757035E-4,1.8510582059980517E-4,4.9278511386757035E-4,1.8510582059980517E-4,0]
[null,null,null,null,null,null,null,null,null,null,null,null,null,null,null,null,null,null,3,4.8989070216537032E-4,1.9218565542975354E-4,4.8989070216537032E-4,1.9218565542975354E-4,0]
[null,null,null,null,null,null,null,null,null,null,null,null,null,null,null,null,null,null,4,5.0391156280563435E-4,1.818525465190099E-4,5.0391156280563435E-4,1.818525465190099E-4,0]
[null,null,null,null,null,null,null,null,null,null,null,null,null,null,null,null,null,null,5,5.2089089854129387E-4,2.1634412004989671E-4,5.2089089854129387E-4,2.1634412004989671E-4,0]
[null,null,null,null,null,null,null,null,null,null,null,null,null,null,null,null,null,null,6,1.0277090635079995E-2,1.8461665586466574E-4,1.0277090635079995E-2,1.8461665586466574E-4,0]
[null,null,null,null,null,null,null,null,null,null,null,null,null,null,null,null,null,null,7,5.8404671396556272E-2,1.6354374218706029E-3,5.8404671396556272E-2,1.6354374218706029E-3,0]
[null,null,null,null,null,null,null,null,null,null,null,null,null,null,null,null,null,null,8,0.17099715675321933,2.4357194050013426E-2,0.17099715675321933,2.4357194050013426E-2,0]
[null,null,null,null,null,null,null,null,null,null,null,null,null,null,null,null,null,null,9,0.33510518636371905,9.9257193152337234E-2,0.33510518636371905,9.9257193152337234E-2,0]
[null,null,null,null,null,null,null,null,null,null,null,null,null,null,null,null,null,null,10,0.49368339993884308,0.19782039092133938,0.49368339993884308,0.19782039092133938,0]
[null,null,null,null,null,null,null,null,null,null,null,null,null,null,null,null,null,null,11,0.61268395129924835,0.28017157321810982,0.61268395129924835,0.28017157321810982,0]
[null,null,null,null,null,null,null,null,null,null,null,null,null,null,null,null,null,null,12,0.68105753758026133,0.32902180894886607,0.68105753758026133,0.32902180894886607,0]
[null,null,null,null,null,null,null,null,null,null,null,null,null,null,null,null,null,null,13,0.68995601564450493,0.33734578552830136,0.68995601564450493,0.33734578552830136,0.3680214036441018]
[null,null,null,null,null,null,null,null,null,null,null,null,null,null,null,null,null,null,14,0.65426593965075153,0.27846114888120072,0.65426593965075153,0.27846114888120072,0.26694349499860076]
[null,null,null,null,null,null,null,null,null,null,null,null,null,null,null,null,null,null,15,0.57498529407079435,0.1862014198298606,0.57498529407079435,0.1862014198298606,0.24675324675324678]
[null,null,null,null,null,null,null,null,null,null,null,null,null,null,null,null,null,null,16,0.44781407722569133,8.1567307668477237E-2,0.44781407722569133,8.1567307668477237E-2,0.22644022312513051]
[null,null,null,null,null,null,null,null,null,null,null,null,null,null,null,null,null,null,17,0.30300399777640191,1.5799980883983985E-2,0.30300399777640191,1.5799980883983985E-2,0.19174838710475617]
[null,null,null,null,null,null,null,null,null,null,null,null,null,null,null,null,null,null,18,0.17224423800777711,5.535976984247182E-4,0.17224423800777711,5.535976984247182E-4,0.16032398020038169]
[null,null,null,null,null,null,null,null,null,null,null,null,null,null,null,null,null,null,19,7.5840560103576066E-2,1.9564765866800441E-4,7.5840560103576066E-2,1.9564765866800441E-4,0.11066797934994306]
[null,null,null,null,null,null,null,null,null,null,null,null,null,null,null,null,null,null,20,2.0294966704587497E-2,1.9796447973982056E-4,2.0294966704587497E-2,1.9796447973982056E-4,2.7072953014838841E-3]
[null,null,null,null,null,null,null,null,null,null,null,null,null,null,null,null,null,null,21,9.5068228432060471E-4,2.2591428871994025E-4,9.5068228432060471E-4,2.2591428871994025E-4,0]
[null,null,null,null,null,null,null,null,null,null,null,null,null,null,null,null,null,null,22,4.7662353088631345E-4,1.6758481088101923E-4,4.7662353088631345E-4,1.6758481088101923E-4,0]
[null,null,null,null,null,null,null,null,null,null,null,null,null,null,null,null,null,null,23,4.7743369662855371E-4,1.5993882327323839E-4,{"$f":"T41","v":4.7743369662855371E-4},1.5993882327323839E-4,0]